## ITEM SEARCH
SOLAR SPARES: ITEM SEARCH
| PRODUCT ID | 0034-1061979-1
| ITEM DESCRIPTION | RELAY
| SITE | Chirano
| QUANTITY | 8
| BALANCE | 8
| STATUS | IN STOCK

## MASTER POOL
DATE IN | PRODUCT ID | ITEM DESCRIPTION | PART NUMBER | SITE | ITEM TYPE | QTY IN | UNIT | DATE OF QTY USED | QTY USED | BALANCE | REMARKS
2025-02-07 10:37 | 0001-173101-1 | BOLT HEX | 173101-1 | Chirano | Consumable | 10 | Pcs |  |  | 10 | IN STOCK
2025-02-07 10:37 | 0002-120022-7 | BOLT HEX 0.375-16 X1.25 | 120022-7 | Chirano | Consumable | 10 | Pcs |  |  | 10 | IN STOCK
2025-02-07 10:37 | 0003-120033-9 | BOLT 12 POINT. 0.625-11X | 120033-9 | Chirano | Consumable | 0 | Pcs |  |  | 0 | OUT OF STOCK
2025-02-07 10:37 | 0004-912642C1 | O-RING SAE, VITON | 912642C1 | Chirano | Consumable | 20 | Pcs |  |  | 20 | IN STOCK
2025-02-07 10:37 | 0005-190817-191 | PROXIMITOR SENSOR | 190817-191 | Tarkwa | Consumable | 1 | Pcs |  |  | 1 | IN STOCK
2025-02-07 10:37 | 0006-2010303-1 | KIT ELEMENT COALESCER OIL | 2010303-1 | Chirano | Consumable | 1 | Set |  |  | 1 | IN STOCK
2025-02-07 10:37 | 0007-40008108 | SEALING FOR FILTER | 40008108 | Chirano | Consumable | 2 | Set |  |  | 2 | IN STOCK
2025-02-07 10:37 | 0008-1739421-1 | SEALING FOR FILTER | 1739421-1 | Tarkwa | Consumable | 4 | Pcs |  |  | 4 | IN STOCK
2025-02-07 10:37 | 0009-304649-100 | GASKET, 2.82 | 304649-100 | Tarkwa | Consumable | 6 | Pcs |  |  | 6 | IN STOCK
2025-02-07 10:37 | 0010-912642C1 | O-RING SAE, VITON | 912642C1 | Tarkwa | Consumable | 12 | Pcs |  |  | 12 | IN STOCK
2025-02-07 10:37 | 0011-120033-9 | O-RING SAE, VITON | 120033-9 | Tarkwa | Consumable | 0 | Pcs |  |  | 0 | OUT OF STOCK
2025-02-07 10:37 | 0012-1426550-10 | ELEMENT FILTER OIL CYL | 1426550-10 | Tarkwa | Consumable | 1 | Pcs |  |  | 1 | IN STOCK
2025-02-07 10:37 | 0013-1089240-3 | MODULE FLEX | 1089240-3 | Tarkwa | Consumable | 1 | Pcs |  |  | 1 | IN STOCK
2025-02-07 10:37 | 0014-67792002 | C-SEAL | 67792002 | Tarkwa | Consumable | 6 | Pcs |  |  | 6 | IN STOCK
2025-02-07 10:37 | 0015-120022-7 | BOLT HEX 0.375-16 X1.25 | 120022-7 | Tarkwa | Consumable | 22 | Pcs |  |  | 22 | IN STOCK
2025-02-07 10:37 | 0016-1449166-1 | ELEMENT FILTER AIR CART CYL | 1449166-1 | Tarkwa | Consumable | 1 | Pcs |  |  | 1 | IN STOCK
2025-02-07 10:37 | 0017-304223-100 | GASKET INJECTOR | 304223-100 | Tarkwa | Consumable | 4 | Pcs |  |  | 4 | IN STOCK
2025-02-07 10:37 | 0018-1060817-10 | GAS FUEL FILTER | 1060817-10 | Tarkwa | Consumable | 2 | Pcs |  |  | 2 | IN STOCK
2025-02-07 10:37 | 0019-1425291-6/1425291-9 | O-RING SAE, VITON | 1425291-6/1425291-9 | Tarkwa | Consumable | 2 | Pcs |  |  | 2 | IN STOCK
2025-02-07 10:37 | 0020-1007799 | O-RING SAE, VITON | 1007799 | Tarkwa | Consumable | 6 | Pcs |  |  | 6 | IN STOCK
2025-02-07 10:37 | 0021-1008726 | O-RING SAE, VITON | 1008726 | Tarkwa | Consumable | 2 | Pcs |  |  | 2 | IN STOCK
2025-02-07 10:37 | 0022-4270479 | O-RING SAE, VITON | 4270479 | Tarkwa | Consumable | 1 | Pcs |  |  | 1 | IN STOCK
2025-02-07 10:37 | 0023-1060817-50 | KIT ELEMENT CATRIDGE | 1060817-50 | Chirano | Consumable | 1 | Pcs |  |  | 1 | IN STOCK
2025-02-07 10:37 | 0024-1426550-10 | ELEMENT FILTER OIL CYL | 1426550-10 | Chirano | Consumable | 3 | Pcs |  |  | 3 | IN STOCK
2025-02-07 10:37 | 0025-1425291-6 | ELEMENT OIL FILTER | 1425291-6 | Chirano | Consumable | 5 | Pcs |  |  | 5 | IN STOCK
2025-02-07 10:37 | 0026-1449166-1 | ELEMENT AIR FIBRE GLASS | 1449166-1 | Chirano | Consumable | 2 | Pcs |  |  | 2 | IN STOCK
2025-02-07 10:37 | 0027-1425291-6 | ELEMENT OIL FILTER | 1425291-6 | Tarkwa | Consumable | 3 | Pcs |  |  | 3 | IN STOCK
2025-02-07 10:37 | 0028-FT61012-100 | RELAY | FT61012-100 | Tarkwa | Tool | 1 | Box |  |  | 1 | IN STOCK
2025-02-07 10:37 | 0029-FT67022 | TUBE BENDING KIT | FT67022 | Tarkwa | Tool | 1 | Box |  |  | 1 | IN STOCK
2025-02-07 10:37 | 0030-FT33050 | TUBE BENDING KIT | FT33050 | Tarkwa | Tool | 1 | Box |  |  | 1 | IN STOCK
2025-02-07 10:37 | 0031-FT33012-102 | TUBE BENDING KIT | FT33012-102 | Tarkwa | Tool | 1 | Box |  |  | 1 | IN STOCK
2025-02-07 10:37 | 0032-1043265-1 | TUBE BENDING KIT | 1043265-1 | Chirano | Project Surplus | 10 | Pcs |  |  | 10 | IN STOCK
2025-02-07 10:37 | 0033-1559371-72 | TUBE BENDING KIT | 1559371-72 | Chirano | Project Surplus | 2 | Pcs |  |  | 2 | IN STOCK
2025-02-07 10:37 | 0034-1061979-1 | RELAY | 1061979-1 | Chirano | Project Surplus | 8 | Pcs |  |  | 8 | IN STOCK
2025-02-07 10:37 | 0035-1066730-16 | RELAY | 1066730-16 | Chirano | Project Surplus | 20 | Pcs |  |  | 20 | IN STOCK
2025-02-07 10:37 | 0036-11133867 | RELAY | 11133867 | Chirano | Project Surplus | 11 | Pcs |  |  | 11 | IN STOCK
2025-02-07 10:37 | 0037-11133866 | RELAY | 11133866 | Chirano | Project Surplus | 20 | Pcs |  |  | 20 | IN STOCK
2025-02-07 10:37 | 0038-960827C1 | RELAY | 960827C1 | Chirano | Project Surplus | 1 | Pcs |  |  | 1 | IN STOCK
2025-02-07 10:37 | 0039-1053052-86 | RELAY | 1053052-86 | Chirano | Project Surplus | 1 | Pcs |  |  | 1 | IN STOCK
2025-02-07 10:37 | 0040-11133376 | RELAY | 11133376 | Chirano | Project Surplus | 4 | Pcs |  |  | 4 | IN STOCK
2025-02-07 10:37 | 0041-11210026 | RELAY | 11210026 | Chirano | Project Surplus | 1 | Pcs |  |  | 1 | IN STOCK
2025-02-07 10:37 | 0042-1066730-8 | RELAY | 1066730-8 | Chirano | Project Surplus | 1 | Pcs |  |  | 1 | IN STOCK
2025-02-07 10:37 | 0043-1066730-17 | RELAY | 1066730-17 | Chirano | Project Surplus | 5 | Pcs |  |  | 5 | IN STOCK
2025-02-07 10:37 | 0044-1066730-7 | RELAY | 1066730-7 | Chirano | Project Surplus | 16 | Pcs |  |  | 16 | IN STOCK
2025-02-07 10:37 | 0045-1113249 | RELAY | 1113249 | Chirano | Project Surplus | 4 | Pcs |  |  | 4 | IN STOCK
2025-02-07 10:37 | 0046-1113251 | RELAY | 1113251 | Chirano | Project Surplus | 6 | Pcs |  |  | 6 | IN STOCK
2025-02-07 10:37 | 0047-1113252 | RELAY | 1113252 | Chirano | Project Surplus | 6 | Pcs |  |  | 6 | IN STOCK
2025-02-07 10:37 | 0048-1113255 | RELAY | 1113255 | Chirano | Project Surplus | 4 | Pcs |  |  | 4 | IN STOCK
2025-02-07 10:37 | 0049-1113253 | RELAY | 1113253 | Chirano | Project Surplus | 6 | Pcs |  |  | 6 | IN STOCK
2025-02-07 10:37 | 0050-1113250 | RELAY | 1113250 | Chirano | Project Surplus | 4 | Pcs |  |  | 4 | IN STOCK
2025-02-07 10:37 | 0051-1043265-3 | RELAY | 1043265-3 | Chirano | Project Surplus | 4 | Pcs |  |  | 4 | IN STOCK
2025-02-07 10:37 | 0052-1043265-4 | RELAY | 1043265-4 | Chirano | Project Surplus | 4 | Pcs |  |  | 4 | IN STOCK
2025-02-07 10:37 | 0053-1043265-5 | RELAY | 1043265-5 | Chirano | Project Surplus | 6 | Pcs |  |  | 6 | IN STOCK
2025-02-07 10:37 | 0054-1043265-6 | RELAY | 1043265-6 | Chirano | Project Surplus | 6 | Pcs |  |  | 6 | IN STOCK
2025-02-07 10:37 | 0055-1043265-7 | RELAY | 1043265-7 | Chirano | Project Surplus | 6 | Pcs |  |  | 6 | IN STOCK
2025-02-07 10:37 | 0056-1043265-9 | RELAY | 1043265-9 | Chirano | Project Surplus | 4 | Pcs |  |  | 4 | IN STOCK
2025-02-07 10:37 | 0057-136845-1 | GASKET 1.85*62IN | 136845-1 | Tarkwa | Consumable | 5 | Pcs |  |  | 5 | IN STOCK
2025-02-07 10:37 | 0058-1043265-6 | FUSE 15A | 1043265-6 | Tarkwa | Consumable | 15 | Pcs |  |  | 15 | IN STOCK
2025-02-07 10:37 | 0059-1056244-2 | MODULE FIRE SYSTEM POWER | 1056244-2 | Tarkwa | Consumable | 2 | Pcs |  |  | 2 | IN STOCK
2025-02-07 10:37 | 0060-603986C1 | KITOIL SAMPLING | 603986C1 | Edikan | Consumable | 14 | Box | 2025-02-20 14:39 | 5 | 9 | IN STOCK
2025-02-07 10:37 | 0061-1425291-6 | ELEMENTOIL FILTER(LUBE OIL FILTER) | 1425291-6 | Edikan | Consumable | 4 | pcs |  |  | 4 | IN STOCK
2025-02-07 10:37 | 0062-1503048-1 | MODULE RELAY OUTPUT 1503048-1 | 1503048-1 | Edikan | Consumable | 1 | pcs |  |  | 1 | IN STOCK
2025-02-07 10:37 | 0063-1043265-5 | FUSE,10 A,600 V | 1043265-5 | Edikan | Consumable | 5 | pcs |  |  | 5 | IN STOCK
2025-02-07 10:37 | 0064-1043265-6 | FUSE,15 A,600 V | 1043265-6 | Edikan | Consumable | 5 | pcs |  |  | 5 | IN STOCK
2025-02-07 10:37 | 0065-1109804-50 | TRANSMITTER,DP,400 IN-H2O | 1109804-50 | Edikan | Consumable | 1 | pcs |  |  | 1 | IN STOCK
2025-02-07 10:37 | 0066-4265957 | ELEMENT 10 MICRON | 4265957 | Edikan | Consumable | 3 | pcs |  |  | 3 | IN STOCK
2025-02-07 10:37 | 0067-962562C1 | O-RING,SAE 329,VITON,LUBE OIL FILLING POINT | 962562C1 | Edikan | Consumable | 30 | pcs |  |  | 30 | IN STOCK
2025-02-07 10:37 | 0068-112056-1 | O-RING,SAE 232,VITON, O-RING SPLIT FLANGE TWO AND HALF | 112056-1 | Edikan | Consumable | 4 | pcs |  |  | 4 | IN STOCK
2025-02-07 10:37 | 0069-903243C1 | O-RING,SAE 214,VITON,O-RING SPLIT FLANGE 3 QUATER I | 903243C1 | Edikan | Consumable | 1 | pcs |  |  | 1 | IN STOCK
2025-02-07 10:37 | 0070-903253C1 | O-RING,SAE 245,VITON,O-RING SPLIT FLANGE 4 INCHES | 903253C1 | Edikan | Consumable | 5 | pcs |  |  | 5 | IN STOCK
2025-02-07 10:37 | 0071-903732C1 | O-RING,SAE 225,VITON,1.859 ID,O-RING SPLIT FLANGE 1 AND HALF | 903732C1 | Edikan | Consumable | 2 | pcs |  |  | 2 | IN STOCK
2025-02-07 10:37 | 0072-903737C1 | O-RING,SAE 222,VITON,O-RING SPLIT FLANGE 1 AND QUAT | 903737C1 | Edikan | Consumable | 2 | pcs |  |  | 2 | IN STOCK
2025-02-07 10:37 | 0073-908159C1 | O-RING,SAE 210,VITON,O-RING SPLIT FLANGE HALF INCHES | 908159C1 | Edikan | Consumable | 2 | pcs |  |  | 2 | IN STOCK
2025-02-07 10:37 | 0074-908231C1 | O-RING,SAE 240,VITON,O-RING SPLIT FLANGE 3 AND HAL | 908231C1 | Edikan | Consumable | 2 | pcs |  |  | 2 | IN STOCK
2025-02-07 10:37 | 0075-903270C1 | O-RING,SAE 916,VITON,O-RING, STRAIGHT THREAD TUBE F | 903270C1 | Edikan | Consumable | 2 | pcs |  |  | 2 | IN STOCK
2025-02-07 10:37 | 0076-903271C1 | O-RING,SAE 920,VITON,O-RING, STRAIGHT THREAD TUBE F | 903271C1 | Edikan | Consumable | 1 | pcs |  |  | 1 | IN STOCK
2025-02-07 10:37 | 0077-903752C1 | O-RING,SAE 932,VITON | 903752C1 | Edikan | Consumable | 4 | pcs |  |  | 4 | IN STOCK
2025-02-07 10:37 | 0078-903509C1 | O-RING,SAE 219,VITON | 903509C1 | Edikan | Consumable | 2 | pcs |  |  | 2 | IN STOCK
2025-02-07 10:37 | 0079-XMGT 6 (M6) | CAMFLO HYBRID M6 592X59210X65_ENCLOSURE FILTERS | XMGT 6 (M6) | Edikan | Consumable | 144 | pcs |  |  | 144 | IN STOCK
2025-02-07 10:37 | 0080-3V600 E10 | CAMGT 3V600 E10 592X592X600MM_INNER FILTER | 3V600 E10 | Edikan | Consumable | 120 | pcs |  |  | 120 | IN STOCK
2025-02-07 10:37 | 0081-0 | STATIC FREQUENCY CONVERTER | 0 | Edikan | Consumable | 1 | pcs |  |  | 1 | IN STOCK
2025-02-07 10:37 | 0082-6208-2z/C3/ | SKF BEARING EXPLORER/ LUBE OIL COOLER MOTOR BEARING | 6208-2z/C3/ | Edikan | Consumable | 14 | pcs |  |  | 14 | IN STOCK
2025-02-07 10:37 | 0083-6309-2z/C3/1601339 | SKF BEARING EXPLORER/ LUBE OIL COOLER MOTOR BEARING | 6309-2z/C3/1601339 | Edikan | Consumable | 3 | pcs |  |  | 3 | IN STOCK
2025-02-07 10:37 | 0084-6209-2z/C3/1601340 | SKF BEARING EXPLORER/ LUBE OIL COOLER MOTOR BEARING | 6209-2z/C3/1601340 | Edikan | Consumable | 3 | pcs |  |  | 3 | IN STOCK
2025-02-07 10:37 | 0085-1089240-3 | MODULE, FLEX, DISCRETE | 1089240-3 | Edikan | Consumable | 1 | pcs |  |  | 1 | IN STOCK
2025-02-07 10:37 | 0086-4265957 | ELEMENT 10-MICRON FILTER-HYDAC | 4265957 | Edikan | Consumable | 3 | pcs |  |  | 3 | IN STOCK
2025-02-07 10:37 | 0087-DN79897 | ROLL OUT CART | DN79897 | Edikan | Tool | 1 | pcs |  |  | 1 | IN STOCK
2025-02-07 10:37 | 0088-173101-1 | BOLT HEX | 173101-1 | Wassa | Consumable | 20 | Pcs |  |  | 20 | IN STOCK
2025-02-07 10:37 | 0089-120022-7 | BOLT HEX 0.375-16 X1.25 | 120022-7 | Wassa | Consumable | 28 | Pcs |  |  | 28 | IN STOCK
2025-02-07 10:37 | 0090-120033-9 | BOLT 12 POINT. 0.625-11X | 120033-9 | Wassa | Consumable | 32 | Pcs |  |  | 32 | IN STOCK
2025-02-07 10:37 | 0091-304223-100 | FUEL INJECTOR GASKET | 304223-100 | Wassa | Consumable | 11 | Pcs |  |  | 11 | IN STOCK
2025-02-07 10:37 | 0092-1449166-1 | ELEMENT FILTER AIR CART CYL | 1449166-1 | Wassa | Consumable | 4 | Pcs |  |  | 4 | IN STOCK
2025-02-07 10:37 | 0093-1089240-31 | MODULE FLEX FAST RTD /TC 8IN | 1089240-31 | Wassa | Consumable | 3 | Pcs |  |  | 3 | IN STOCK
2025-02-07 10:37 | 0094-1089240-32 | MODULE FLEX ADAPTER | 1089240-32 | Wassa | Consumable | 1 | Pcs |  |  | 1 | IN STOCK
2025-02-07 10:37 | 0095-1089240-38 | MODULE FLEX FAST COUNTER | 1089240-38 | Wassa | Consumable | 1 | Pcs |  |  | 1 | IN STOCK
2025-02-07 10:37 | 0096-304649-100 | GASKET, 2.82 | 304649-100 | Wassa | Consumable | 15 | Pcs |  |  | 15 | IN STOCK
2025-02-07 10:37 | 0097-1007799 | GASKET | 1007799 | Wassa | Consumable | 14 | Pcs |  |  | 14 | IN STOCK
2025-02-07 10:37 | 0098-120033-9 | BOLT 12 POINT. 0.625-11X | 120033-9 | Wassa | Consumable | 32 | Pcs |  |  | 32 | IN STOCK
2025-02-07 10:37 | 0099-1426550-10 | ELEMENT FILTER OIL CYL | 1426550-10 | Wassa | Consumable | 4 | Pcs |  |  | 4 | IN STOCK
2025-02-07 10:37 | 0100-604002 | LID O-RING | 604002 | Wassa | Consumable | 8 | Pcs |  |  | 8 | IN STOCK
2025-02-07 10:37 | 0101-1085387 | C-SEAL | 1085387 | Wassa | Consumable | 1 | Pcs |  |  | 1 | IN STOCK
2025-02-07 10:37 | 0102-301296-7 | SOLAR SPARE | 301296-7 | Wassa | Consumable | 2 | Pcs |  |  | 2 | IN STOCK
2025-02-07 10:37 | 0103-1060817-20 | GAS FUEL FILTER | 1060817-20 | Wassa | Consumable | 2 | Pcs |  |  | 2 | IN STOCK
2025-02-07 10:37 | 0104-1008726(6756) | GASKET | 1008726(6756) | Wassa | Consumable | 1 | Pcs |  |  | 1 | IN STOCK
2025-02-07 10:37 | 0105-1060817-50 | KIT ELEMENT CATRIDGE | 1060817-50 | Wassa | Consumable | 1 | Pcs |  |  | 1 | IN STOCK
2025-02-07 10:37 | 0106-171481-1 | LOCK NUT, 0.625 | 171481-1 | Wassa | Consumable | 12 | Pcs |  |  | 12 | IN STOCK
2025-02-07 10:37 | 0107-1071411-1 | AS-700-FSM3UU23-EX MULTI FUNCTION | 1071411-1 | Wassa | Consumable | 2 | Pcs |  |  | 2 | IN STOCK
2025-02-07 10:37 | 0108-1071411-1 | AS-700-FSM3UU23-EX MULTI FUNCTION (USED) | 1071411-1 | Wassa | Consumable | 3 | Pcs |  |  | 3 | IN STOCK
2025-02-07 10:37 | 0109-1046415-60 | LITHIUM BATTERY,3.0 V, 1756-L61 | 1046415-60 | Wassa | Consumable | 5 | Pcs |  |  | 5 | IN STOCK
2025-02-07 10:37 | 0110-908341C1 | PLUS CONDUIT 0.5 NPT | 908341C1 | Wassa | Consumable | 10 | Pcs |  |  | 10 | IN STOCK
2025-02-07 10:37 | 0111-700872C1 | BREATHER VENT 40.0 50 NPT | 700872C1 | Wassa | Consumable | 4 | Pcs |  |  | 4 | IN STOCK
2025-02-07 10:37 | 0112-1061979-1 | RELAY | 1061979-1 | Wassa | Consumable | 14 | Pcs |  |  | 14 | IN STOCK
2025-02-07 10:37 | 0113-1066730-16 | BLOCK TERMINAL SPRING 2 | 1066730-16 | Wassa | Consumable | 20 | Pcs |  |  | 20 | IN STOCK
2025-02-07 10:37 | 0114-1066730-32 | END STOP TERMINAL BLOCK, SPRING | 1066730-32 | Wassa | Consumable | 10 | Pcs |  |  | 10 | IN STOCK
2025-02-07 10:37 | 0115-1066730-7 | BLOCK TERMINAL SPRING 4 | 1066730-7 | Wassa | Consumable | 3 | Pcs |  |  | 3 | IN STOCK
2025-02-07 10:37 | 0116-1066730-17 | PLASTIC BOARD | 1066730-17 | Wassa | Consumable | 5 | Pcs |  |  | 5 | IN STOCK
2025-02-07 10:37 | 0117-1066730-3 | MARKER TERMINAL BLOCK, 1-12 | 1066730-3 | Wassa | Consumable | 20 | Pcs |  |  | 20 | IN STOCK
2025-02-07 10:37 | 0118-FT33027-100 | HAND HYDRAULIC PUMP | FT33027-100 | Wassa | Consumable | 1 | Pcs |  |  | 1 | IN STOCK
2025-02-07 10:37 | 0119-1015162-13 | WIRE 14, AWG WHITE, STRANDED | 1015162-13 | Wassa | Consumable | 1 | Pcs |  |  | 1 | IN STOCK
2025-02-07 10:37 | 0120-1015162-10 | WIRE 16, AWG WHITE, STRANDED | 1015162-10 | Wassa | Consumable | 1 | Pcs |  |  | 1 | IN STOCK
2025-02-07 10:37 | 0121-136845-1 | GASKET 1.85*62IN | 136845-1 | Wassa | Consumable | 6 | Pcs |  |  | 6 | IN STOCK
2025-02-07 10:37 | 0122-1046505 | O-RING, VITON 35.O ID | 1046505 | Wassa | Consumable | 1 | Pcs |  |  | 1 | IN STOCK
2025-02-07 10:37 | 0123-1479391-4 | O-RING, VITON 26.988 ID | 1479391-4 | Wassa | Consumable | 1 | Pcs |  |  | 1 | IN STOCK
2025-02-07 10:37 | 0124-42300064 | O-RING JB NO. 105782 | 42300064 | Wassa | Consumable | 10 | Pcs |  |  | 10 | IN STOCK
2025-02-07 10:37 | 0125-4230071 | O-RING JB NO. 105782 | 4230071 | Wassa | Consumable | 10 | Pcs |  |  | 10 | IN STOCK
2025-02-07 10:37 | 0126-204163-1 | O-RING 1.948 ID….135 | 204163-1 | Wassa | Consumable | 2 | Pcs |  |  | 2 | IN STOCK
2025-02-07 10:37 | 0127-912642C1 | O-RING SAE, VITON | 912642C1 | Wassa | Consumable | 15 | Pcs |  |  | 15 | IN STOCK
2025-02-07 10:37 | 0128-173942-1 | GASKET 3.32 ID, 3.68 ID | 173942-1 | Wassa | Consumable | 8 | Pcs |  |  | 8 | IN STOCK
2025-02-07 10:37 | 0129-1017891 | GASKET SPIRAL, 1.25, CL 150 | 1017891 | Wassa | Consumable | 8 | Pcs |  |  | 8 | IN STOCK
2025-02-07 10:37 | 0130-1017893 | GASKET SPIRAL, 2.0, CL 150 | 1017893 | Wassa | Consumable | 2 | Pcs |  |  | 2 | IN STOCK
2025-02-07 10:37 | 0131-1300392-0208 | GASKET SPIRAL, 3.0, CL 150 | 1300392-0208 | Wassa | Consumable | 3 | Pcs |  |  | 3 | IN STOCK
2025-02-07 10:37 | 0132-1300392-0206 | GASKET SPIRAL, 2.0, CL 150,R | 1300392-0206 | Wassa | Consumable | 1 | Pcs |  |  | 1 | IN STOCK
2025-02-07 10:37 | 0133-1007799(6756) | GASKET, 0.344 ID, 0.625 ID | 1007799(6756) | Wassa | Consumable | 1 | Pcs |  |  | 1 | IN STOCK
2025-02-07 10:37 | 0134-912851C1 | SEAL, METALLIC | 912851C1 | Wassa | Consumable | 2 | Pcs |  |  | 2 | IN STOCK
2025-02-07 10:37 | 0135-1017908 | GASKET,SPIRAL,4.0 RF, CL30 | 1017908 | Wassa | Consumable | 2 | Pcs |  |  | 2 | IN STOCK
2025-02-07 10:37 | 0136-1559398-100 | KIT, KD WR CLAMP | 1559398-100 | Wassa | Consumable | 1 | Pcs |  |  | 1 | IN STOCK
2025-02-07 10:37 | 0137-120035-1 | NUT, HEAVY DUTY | 120035-1 | Wassa | Consumable | 17 | Pcs |  |  | 17 | IN STOCK
2025-02-07 10:37 | 0138-970199C | STUD, 0.75-10X8.5 | 970199C | Wassa | Consumable | 9 | Pcs |  |  | 9 | IN STOCK
2025-02-07 10:37 | 0139-1043036 | SCREW SHOULDER, HEX SCKT | 1043036 | Wassa | Consumable | 2 | Pcs |  |  | 2 | IN STOCK
2025-02-07 10:37 | 0140-1011145 | BOLT HEX, 0.375-16 X 1.5 | 1011145 | Wassa | Consumable | 4 | Pcs |  |  | 4 | IN STOCK
2025-02-07 10:37 | 0141-22524R1 | BOLT HEX, 0.375-16 X 1.5 | 22524R1 | Wassa | Consumable | 26 | Pcs |  |  | 26 | IN STOCK
2025-02-07 10:37 | 0142-22527R1 | BOLT HEX 0.375-16 X2.25 | 22527R1 | Wassa | Consumable | 8 | Pcs |  |  | 8 | IN STOCK
2025-02-07 10:37 | 0143-22540R1 | BOLT HEX, 0.5-13 X 1.25 | 22540R1 | Wassa | Consumable | 17 | Pcs |  |  | 17 | IN STOCK
2025-02-07 10:37 | 0144-1051747-8 | RELIEF VALVE 1 INCH | 1051747-8 | Wassa | Consumable | 1 | Pcs |  |  | 1 | IN STOCK
2025-02-07 10:37 | 0145-964693C1 | LOCK WASHER, SPLIT 0.625 | 964693C1 | Wassa | Consumable | 23 | Pcs |  |  | 23 | IN STOCK
2025-02-07 10:37 | 0146-623068R1 | LOCK WASHER, SPLIT 0.375 | 623068R1 | Wassa | Consumable | 24 | Pcs |  |  | 24 | IN STOCK
2025-02-07 10:37 | 0147-24664R1 | FLAT WASHER, 0.5 | 24664R1 | Wassa | Consumable | 7 | Pcs |  |  | 7 | IN STOCK
2025-02-07 10:37 | 0148-964677C1 | LOCK WASHER, SPLIT | 964677C1 | Wassa | Consumable | 36 | Pcs |  |  | 36 | IN STOCK
2025-02-07 10:37 | 0149-22655R1 | FLAT WASHER, 0.375 | 22655R1 | Wassa | Consumable | 24 | Pcs |  |  | 24 | IN STOCK
2025-02-07 10:37 | 0150-954138C1 | CONICAL WASHER (M20X29) | 954138C1 | Wassa | Consumable | 2 | Pcs |  |  | 2 | IN STOCK
2025-02-07 10:37 | 0151-964686C1 | LOCK WASHER SPLIT 0.5 | 964686C1 | Wassa | Consumable | 73 | Pcs |  |  | 73 | IN STOCK
2025-02-07 10:37 | 0152-1576703-4 | HOSE ASSY | 1576703-4 | Wassa | Consumable | 1 | Pcs |  |  | 1 | IN STOCK
2025-02-07 10:37 | 0153-1006437 | FLAT WASHER | 1006437 | Wassa | Consumable | 25 | Pcs |  |  | 25 | IN STOCK
2025-02-07 10:37 | 0154-1559405 | FLAT WASHER M4 | 1559405 | Wassa | Consumable | 4 | Pcs |  |  | 4 | IN STOCK
2025-02-07 10:37 | 0155-22652R1 | FLAT WASHER | 22652R1 | Wassa | Consumable | 4 | Pcs |  |  | 4 | IN STOCK
2025-02-07 10:37 | 0156-19298R1 | LOCK WASHER SPLIT | 19298R1 | Wassa | Consumable | 8 | Pcs |  |  | 8 | IN STOCK
2025-02-07 10:37 | 0157-701477C1 | LOCK WASHER SPLIT, M4 | 701477C1 | Wassa | Consumable | 4 | Pcs |  |  | 4 | IN STOCK
2025-02-07 10:37 | 0158-1087491-3 | ELEMENT, FLTR, AIR GAS FUEL | 1087491-3 | Wassa | Consumable | 2 | Pcs |  |  | 2 | IN STOCK
2025-02-07 10:37 | 0159-16605295 | BEARING COM-16 | 16605295 | Wassa | Consumable | 2 | Pcs |  |  | 2 | IN STOCK
2025-02-07 10:37 | 0160-1060817 | GAS FUEL FILTER | 1060817 | Wassa | Consumable | 8 | Pcs |  |  | 8 | IN STOCK
2025-02-07 10:37 | 0161-970443C1 | PIPING CUSHION-CLAMP ACTIVATOR | 970443C1 | Wassa | Consumable | 1 | Pcs |  |  | 1 | IN STOCK
2025-02-07 10:37 | 0162-1039333-3 | GASKET | 1039333-3 | Wassa | Consumable | 5 | Pcs |  |  | 5 | IN STOCK
2025-02-07 10:37 | 0163-1039333-4 | GASKET | 1039333-4 | Wassa | Consumable | 1 | Pcs |  |  | 1 | IN STOCK
2025-02-07 10:37 | 0164-301380-200 | INJECTOR GAS, CONVENTIONAL | 301380-200 | Wassa | Consumable | 4 | Pcs |  |  | 4 | IN STOCK
2025-02-07 10:37 | 0165-1739552 | PLUG, CONDUIT | 1739552 | Wassa | Consumable | 18 | Pcs |  |  | 18 | IN STOCK
2025-02-07 10:37 | 0166-1739574 | PLUG, CONDUIT | 1739574 | Wassa | Consumable | 18 | Pcs |  |  | 18 | IN STOCK
2025-02-07 10:37 | 0167-1064721-14 | VALVE, HAND,NEEDLE 0.25 | 1064721-14 | Wassa | Consumable | 1 | Pcs |  |  | 1 | IN STOCK
2025-02-07 10:37 | 0168-1559406 | BOLT HEX M4 | 1559406 | Wassa | Consumable | 4 | Pcs |  |  | 4 | IN STOCK
2025-02-07 10:37 | 0169-1551910 | SMOKE DETECTOR RELAY | 1551910 | Wassa | Consumable | 1 | Pcs |  |  | 1 | IN STOCK
2025-02-07 10:37 | 0170-701477C1 | LOCK WASHER SPLIT, M4 | 701477C1 | Wassa | Consumable | 4 | Pcs |  |  | 4 | IN STOCK
2025-02-07 10:37 | 0171-1559405 | FLAT WASHER M4 | 1559405 | Wassa | Consumable | 4 | Pcs |  |  | 4 | IN STOCK
2025-02-07 10:37 | 0172-171481-1 | LOCK NUT, 0.625 | 171481-1 | Wassa | Consumable | 12 | Pcs |  |  | 12 | IN STOCK
2025-02-07 10:37 | 0173-186406-1 | BOLT HEX 0.625 | 186406-1 | Wassa | Consumable | 12 | Pcs |  |  | 12 | IN STOCK
2025-02-07 10:37 | 0174-1089240-38 | MODULE FLEX FAST COUNTER | 1089240-38 | Wassa | Consumable | 1 | Pcs |  |  | 1 | IN STOCK
2025-02-07 10:37 | 0175-1506466-2 | SWITCH LIMIT | 1506466-2 | Wassa | Consumable | 2 | Pcs |  |  | 2 | IN STOCK
2025-02-07 10:37 | 0176-116091-13 | GAGE LEVEL FLOAT | 116091-13 | Wassa | Consumable | 1 | Pcs |  |  | 1 | IN STOCK
2025-02-07 10:37 | 0177-2778466-100 | THERMOCOUPLE | 2778466-100 | Wassa | Consumable | 2 | Pcs |  |  | 2 | IN STOCK
2025-02-07 10:37 | 0178-1286570-1 | POWER SUPPLY KIT | 1286570-1 | Wassa | Consumable | 1 | Pcs |  |  | 1 | IN STOCK
2025-02-07 10:37 | 0179-FT33198-100 | TOOL ALIGNMENT VARIABLE GUIDE | FT33198-100 | Wassa | Consumable | 1 | Pcs |  |  | 1 | IN STOCK
2025-02-07 10:37 | 0180-1506465-1 | ACTUATOR ROTARY PNEUMATIC | 1506465-1 | Wassa | Consumable | 6 | Pcs |  |  | 6 | IN STOCK
2025-02-07 10:37 | 0181-1057901 | SCREW, PHILLIPS | 1057901 | Wassa | Consumable | 4 | Pcs |  |  | 4 | IN STOCK
2025-02-07 10:37 | 0182-1033940 | LABEL-DANGER HIGH VOLTAGE | 1033940 | Wassa | Consumable | 1 | Pcs |  |  | 1 | IN STOCK
2025-02-07 10:37 | 0183-1061197 | SCREW, PHILLIPS | 1061197 | Wassa | Consumable | 4 | Pcs |  |  | 4 | IN STOCK
2025-02-07 10:37 | 0184-1096727 | STANDOFF HEX | 1096727 | Wassa | Consumable | 4 | Pcs |  |  | 4 | IN STOCK
2025-02-07 10:37 | 0185-1097483 | KIT DRAWING | 1097483 | Wassa | Consumable | 1 | Pcs |  |  | 1 | IN STOCK
2025-02-07 10:37 | 0186-1058121-31 | GUARD, SHOCK, SWITCH HOLE | 1058121-31 | Wassa | Consumable | 1 | Pcs |  |  | 1 | IN STOCK
2025-02-07 10:37 | 0187-1089240-18 | MODULE FLEX | 1089240-18 | Wassa | Consumable | 17 | Pcs |  |  | 17 | IN STOCK
2025-02-07 10:37 | 0188-124P07-7 | GROMMET 0.965 0D | 124P07-7 | Wassa | Consumable | 1 | Pcs |  |  | 1 | IN STOCK
2025-02-07 10:37 | 0189-124P07-17 | GROMMET 0.965 0D | 124P07-17 | Wassa | Consumable | 1 | Pcs |  |  | 1 | IN STOCK
2025-02-07 10:37 | 0190-124P07-4 | GROMMET 0.965 0D | 124P07-4 | Wassa | Consumable | 1 | Pcs |  |  | 1 | IN STOCK
2025-02-07 10:37 | 0191-969131C1 | UNION TUBE CPRSN 1.0 | 969131C1 | Wassa | Consumable | 1 | Pcs |  |  | 1 | IN STOCK
2025-02-07 10:37 | 0192-969353C1 | UNION TUBE CPRSN REDUCING | 969353C1 | Wassa | Consumable | 1 | Pcs |  |  | 1 | IN STOCK
2025-02-07 10:37 | 0193-950678C1 | ELBOW UNION 90 | 950678C1 | Wassa | Consumable | 1 | Pcs |  |  | 1 | IN STOCK
2025-02-07 10:37 | 0194-903316C1 | SPARK PLUG | 903316C1 | Wassa | Consumable | 6 | Pcs |  |  | 6 | IN STOCK
2025-02-07 10:37 | 0195-15450242 | CAVO DI ESTENSINE CON CONNETTORE | 15450242 | Wassa | Consumable | 1 | Pcs |  |  | 1 | IN STOCK
2025-02-07 10:37 | 0196-1001697 | HOSE ASSY,0.50 IN X 13.58 IN | 1001697 | Tarkwa | N/A | 1 | N/A |  |  | 1 | IN STOCK
2025-02-07 10:37 | 0197-1007799 | GASKET,0.344 ID,0.625 OD | 1007799 | Tarkwa | N/A | 50 | N/A |  |  | 50 | IN STOCK
2025-02-07 10:37 | 0198-1007799 | GASKET,0.344 ID,0.625 OD | 1007799 | Tarkwa | N/A | 50 | N/A |  |  | 50 | IN STOCK
2025-02-07 10:37 | 0199-1007973 | HOSE ASSY,3.0 IN X 42.0 IN | 1007973 | Tarkwa | N/A | 1 | N/A |  |  | 1 | IN STOCK
2025-02-07 10:37 | 0200-1008557 | HOSE ASSY,2.0 IN X 26.75 IN | 1008557 | Tarkwa | N/A | 1 | N/A |  |  | 1 | IN STOCK
2025-02-07 10:37 | 0201-1008726 | GASKET,0.938 ID,1.25 OD,0.0485 | 1008726 | Tarkwa | N/A | 4 | N/A |  |  | 4 | IN STOCK
2025-02-07 10:37 | 0202-1010447 | GASKET, SPIRAL, 1.5, CL 150, RF | 1010447 | Tarkwa | N/A | 3 | N/A |  |  | 3 | IN STOCK
2025-02-07 10:37 | 0203-1010448 | GASKET,SPIRAL,2.0,CL150,RF | 1010448 | Tarkwa | N/A | 10 | N/A |  |  | 10 | IN STOCK
2025-02-07 10:37 | 0204-1010449 | GASKET,SPIRAL,3.0,CL150,RF | 1010449 | Tarkwa | N/A | 3 | N/A |  |  | 3 | IN STOCK
2025-02-07 10:37 | 0205-1013975 | SOCKET,RELAY,7 A | 1013975 | Tarkwa | N/A | 1 | N/A |  |  | 1 | IN STOCK
2025-02-07 10:37 | 0206-1013976 | LAMP,LED,CLEAR,24 VDC | 1013976 | Tarkwa | N/A | 1 | N/A |  |  | 1 | IN STOCK
2025-02-07 10:37 | 0207-1016401 | O-RING,SAE 381,VITON | 1016401 | Tarkwa | N/A | 10 | N/A |  |  | 10 | IN STOCK
2025-02-07 10:37 | 0208-1017501 | INDICATOR,LIGHTED,YELLOW | 1017501 | Tarkwa | N/A | 4 | N/A |  |  | 4 | IN STOCK
2025-02-07 10:37 | 0209-1017510 | INDICATOR,LIGHTED,GREEN | 1017510 | Tarkwa | N/A | 22 | N/A |  |  | 22 | IN STOCK
2025-02-07 10:37 | 0210-1017876 | GASKET,SPIRAL,2.0,CL300,RF | 1017876 | Tarkwa | N/A | 6 | N/A |  |  | 6 | IN STOCK
2025-02-07 10:37 | 0211-1017890 | GASKET,SPIRAL,1.0,CL150,RF,304 | 1017890 | Tarkwa | N/A | 1 | N/A |  |  | 1 | IN STOCK
2025-02-07 10:37 | 0212-1017890 | GASKET,SPIRAL,1.0,CL150,RF,304 | 1017890 | Tarkwa | N/A | 1 | N/A |  |  | 1 | IN STOCK
2025-02-07 10:37 | 0213-1017891 | GASKET, SPIRAL, 1.25, CL150, RF | 1017891 | Tarkwa | N/A | 2 | N/A |  |  | 2 | IN STOCK
2025-02-07 10:37 | 0214-1017892 | GASKET, SPIRAL, 1.5, CL150, RF, 304 | 1017892 | Tarkwa | N/A | 10 | N/A |  |  | 10 | IN STOCK
2025-02-07 10:37 | 0215-1017893 | GASKET,SPIRAL,2.0,CL150,RF,304 | 1017893 | Tarkwa | N/A | 33 | N/A |  |  | 33 | IN STOCK
2025-02-07 10:37 | 0216-1017893 | GASKET,SPIRAL,2.0,CL150,RF,304 | 1017893 | Tarkwa | N/A | 0 | N/A |  |  | 0 | OUT OF STOCK
2025-02-07 10:37 | 0217-1017894 | GASKET,SPIRAL,2.5,CL150,RF,304 | 1017894 | Tarkwa | N/A | 12 | N/A |  |  | 12 | IN STOCK
2025-02-07 10:37 | 0218-1017894 | GASKET,SPIRAL,2.5,CL150,RF,304 | 1017894 | Tarkwa | N/A | 0 | N/A |  |  | 0 | OUT OF STOCK
2025-02-07 10:37 | 0219-1017895 | GASKET,SPIRAL,3.0,CL150,RF,304 | 1017895 | Tarkwa | N/A | 28 | N/A |  |  | 28 | IN STOCK
2025-02-07 10:37 | 0220-1017897 | GASKET,SPIRAL,4.0,CL150,RF,304 | 1017897 | Tarkwa | N/A | 3 | N/A |  |  | 3 | IN STOCK
2025-02-07 10:37 | 0221-1017897 | GASKET,SPIRAL,4.0,CL150,RF,304 | 1017897 | Tarkwa | N/A | 0 | N/A |  |  | 0 | OUT OF STOCK
2025-02-07 10:37 | 0222-1017898 | GASKET,SPIRAL,5.0,CL150,RF,304 | 1017898 | Tarkwa | N/A | 4 | N/A |  |  | 4 | IN STOCK
2025-02-07 10:37 | 0223-1017898 | GASKET,SPIRAL,5.0,CL150,RF,304 | 1017898 | Tarkwa | N/A | 0 | N/A |  |  | 0 | OUT OF STOCK
2025-02-07 10:37 | 0224-1017899 | GASKET,SPIRAL,6.0,CL150,RF,304 | 1017899 | Tarkwa | N/A | 13 | N/A |  |  | 13 | IN STOCK
2025-02-07 10:37 | 0225-1017899 | GASKET,SPIRAL,6.0,CL150,RF,304 | 1017899 | Tarkwa | N/A | 0 | N/A |  |  | 0 | OUT OF STOCK
2025-02-07 10:37 | 0226-1017907 | GASKET,SPIRAL,3.0,CL300,RF,304 | 1017907 | Tarkwa | N/A | 11 | N/A |  |  | 11 | IN STOCK
2025-02-07 10:37 | 0227-1017908 | GASKET,SPIRAL,4.0,CL300,RF,304 | 1017908 | Tarkwa | N/A | 15 | N/A |  |  | 15 | IN STOCK
2025-02-07 10:37 | 0228-1017908 | GASKET,SPIRAL,4.0,CL300,RF,304 | 1017908 | Tarkwa | N/A | 0 | N/A |  |  | 0 | OUT OF STOCK
2025-02-07 10:37 | 0229-1019007 | HOSE ASSY,1.5 IN X 30.25 IN | 1019007 | Tarkwa | N/A | 1 | N/A |  |  | 1 | IN STOCK
2025-02-07 10:37 | 0230-1019008 | HOSE ASSY,2.0 IN X 36.50 IN | 1019008 | Tarkwa | N/A | 1 | N/A |  |  | 1 | IN STOCK
2025-02-07 10:37 | 0231-1019009 | HOSE ASSY,3.0 IN X 33.25 IN | 1019009 | Tarkwa | N/A | 1 | N/A |  |  | 1 | IN STOCK
2025-02-07 10:37 | 0232-1019010 | HOSE ASSY,3.0 IN X 43.75 IN | 1019010 | Tarkwa | N/A | 1 | N/A |  |  | 1 | IN STOCK
2025-02-07 10:37 | 0233-1020105 | GASKET,0.375 OD,PTFE,JOINT | 1020105 | Tarkwa | N/A | 30 | N/A |  |  | 30 | IN STOCK
2025-02-07 10:37 | 0234-1020105 | GASKET,0.375 OD,PTFE,JOINT | 1020105 | Tarkwa | N/A | 0 | N/A |  |  | 0 | OUT OF STOCK
2025-02-07 10:37 | 0235-1022447 | SEAL,LIP | 1022447 | Tarkwa | N/A | 14 | N/A |  |  | 14 | IN STOCK
2025-02-07 10:37 | 0236-1025930 | RELAY,4PDT,24 VDC,3 A | 1025930 | Tarkwa | N/A | 3 | N/A |  |  | 3 | IN STOCK
2025-02-07 10:37 | 0237-1026881 | HOSE ASSY,4.0 IN X 43.00 IN | 1026881 | Tarkwa | N/A | 1 | N/A |  |  | 1 | IN STOCK
2025-02-07 10:37 | 0238-1026882 | HOSE ASSY,4 IN X 43.5 IN | 1026882 | Tarkwa | N/A | 1 | N/A |  |  | 1 | IN STOCK
2025-02-07 10:37 | 0239-1028903 | GASKET,0.995 ID,1.250 OD,0.062 | 1028903 | Tarkwa | N/A | 365 | N/A |  |  | 365 | IN STOCK
2025-02-07 10:37 | 0240-1029608 | GASKET,SPIRAL,1.0,CL150,ORANGE | 1029608 | Tarkwa | N/A | 8 | N/A |  |  | 8 | IN STOCK
2025-02-07 10:37 | 0241-1046485 | HOSE ASSY,0.75 IN X 15 IN | 1046485 | Tarkwa | N/A | 1 | N/A |  |  | 1 | IN STOCK
2025-02-07 10:37 | 0242-1046486 | HOSE ASSY,1.0 IN X 18.0 IN | 1046486 | Tarkwa | N/A | 1 | N/A |  |  | 1 | IN STOCK
2025-02-07 10:37 | 0243-1046488 | HOSE ASSY,1.5 IN X 25 IN | 1046488 | Tarkwa | N/A | 1 | N/A |  |  | 1 | IN STOCK
2025-02-07 10:37 | 0244-1046491 | HOSE ASSY,2.0 IN X 29.0 IN | 1046491 | Tarkwa | N/A | 1 | N/A |  |  | 1 | IN STOCK
2025-02-07 10:37 | 0245-1046492 | HOSE ASSY,2.0 IN X 35 IN | 1046492 | Tarkwa | N/A | 1 | N/A |  |  | 1 | IN STOCK
2025-02-07 10:37 | 0246-1046495 | HOSE ASSY,3 IN X 46 IN | 1046495 | Tarkwa | N/A | 1 | N/A |  |  | 1 | IN STOCK
2025-02-07 10:37 | 0247-1046505 | O-RING,NON-STD,VITON | 1046505 | Tarkwa | N/A | 7 | N/A |  |  | 7 | IN STOCK
2025-02-07 10:37 | 0248-1046505 | O-RING,NON-STD,VITON | 1046505 | Tarkwa | N/A | 0 | N/A |  |  | 0 | OUT OF STOCK
2025-02-07 10:37 | 0249-1047315 | BREAKER,CIRCUIT,15 A,DPST,RAIL | 1047315 | Tarkwa | N/A | 1 | N/A |  |  | 1 | IN STOCK
2025-02-07 10:37 | 0250-1048825 | HOSE ASSY,0.25 IN X 36 IN | 1048825 | Tarkwa | N/A | 2 | N/A |  |  | 2 | IN STOCK
2025-02-07 10:37 | 0251-1052326 | VALVE,HAND,NEEDLE,0.25 IN | 1052326 | Tarkwa | N/A | 1 | N/A |  |  | 1 | IN STOCK
2025-02-07 10:37 | 0252-1053209 | O-RING,NON-STD,VITON | 1053209 | Tarkwa | N/A | 5 | N/A |  |  | 5 | IN STOCK
2025-02-07 10:37 | 0253-1053209 | O-RING,NON-STD,VITON | 1053209 | Tarkwa | N/A | 0 | N/A |  |  | 0 | OUT OF STOCK
2025-02-07 10:37 | 0254-1059715 | HOSE ASSY,0.75 IN X 24.50 IN | 1059715 | Tarkwa | N/A | 1 | N/A |  |  | 1 | IN STOCK
2025-02-07 10:37 | 0255-1060151 | STROBE,RED | 1060151 | Tarkwa | N/A | 1 | N/A |  |  | 1 | IN STOCK
2025-02-07 10:37 | 0256-1060152 | HORN,EP,W/STROBE,W/HDWR,RED | 1060152 | Tarkwa | N/A | 1 | N/A |  |  | 1 | IN STOCK
2025-02-07 10:37 | 0257-1072904 | SEAL,METALLIC | 1072904 | Tarkwa | N/A | 8 | N/A |  |  | 8 | IN STOCK
2025-02-07 10:37 | 0258-1073912 | HOSE ASSY,2.0 IN X 24.00 IN | 1073912 | Tarkwa | N/A | 1 | N/A |  |  | 1 | IN STOCK
2025-02-07 10:37 | 0259-1075721 | TAPE,SPONGE,50 FT | 1075721 | Tarkwa | N/A | 10 | N/A |  |  | 10 | IN STOCK
2025-02-07 10:37 | 0260-1079260 | HOSE ASSY,3.0 IN X 19.875 IN | 1079260 | Tarkwa | N/A | 1 | N/A |  |  | 1 | IN STOCK
2025-02-07 10:37 | 0261-1083103 | HOSE ASSY,2 IN X 42.50 IN | 1083103 | Tarkwa | N/A | 3 | N/A |  |  | 3 | IN STOCK
2025-02-07 10:37 | 0262-1098569 | HOSE, ASSY, 2 IN X 29 IN | 1098569 | Tarkwa | N/A | 1 | N/A |  |  | 1 | IN STOCK
2025-02-07 10:37 | 0263-1113371 | HOSE ASSY,2.0 IN X 22 IN,650 | 1113371 | Tarkwa | N/A | 1 | N/A |  |  | 1 | IN STOCK
2025-02-07 10:37 | 0264-1126803 | BREAKER, CIRCUIT, 20A, DPST, RAIL | 1126803 | Tarkwa | N/A | 1 | N/A |  |  | 1 | IN STOCK
2025-02-07 10:37 | 0265-1481057 | HOSE ASSY,6.0 IN X 89.25 IN | 1481057 | Tarkwa | N/A | 1 | N/A |  |  | 1 | IN STOCK
2025-02-07 10:37 | 0266-1484358 | HOSE ASSY,3.0 IN X 33.0 IN | 1484358 | Tarkwa | N/A | 1 | N/A |  |  | 1 | IN STOCK
2025-02-07 10:37 | 0267-1564193 | GASKET,0.83 ID,1.06 OD,0.06 IN | 1564193 | Tarkwa | N/A | 10 | N/A |  |  | 10 | IN STOCK
2025-02-07 10:37 | 0268-1059714 | HOSE ASSY,0.50 IN X 22.5 IN | 1059714 | Tarkwa | N/A | 1 | N/A |  |  | 1 | IN STOCK
2025-02-07 10:37 | 0269-1001877-200 | SET, BLANKET, EXH DUCT | 1001877-200 | Tarkwa | N/A | 2 | N/A |  |  | 2 | IN STOCK
2025-02-07 10:37 | 0270-1012230-2 | VALVE,HAND,BALL,0.75 IN,800 | 1012230-2 | Tarkwa | N/A | 1 | N/A |  |  | 1 | IN STOCK
2025-02-07 10:37 | 0271-1013727-1 | VALVE,CHECK,0.5 IN,2.7 IN-H2O | 1013727-1 | Tarkwa | N/A | 1 | N/A |  |  | 1 | IN STOCK
2025-02-07 10:37 | 0272-1020281-100 | VALVE ASSY,PANCAKE DRAIN,0.5 | 1020281-100 | Tarkwa | N/A | 1 | N/A |  |  | 1 | IN STOCK
2025-02-07 10:37 | 0273-1023031-1 | PROBE,PROXIMITY,3300XL,AXIAL | 1023031-1 | Tarkwa | N/A | 2 | N/A |  |  | 2 | IN STOCK
2025-02-07 10:37 | 0274-1023031-2 | PROBE,PROXIMITY,3300,AXIAL | 1023031-2 | Tarkwa | N/A | 1 | N/A |  |  | 1 | IN STOCK
2025-02-07 10:37 | 0275-1023031-4 | PROBE,PROXIMITY,3300XL,AXIAL | 1023031-4 | Tarkwa | N/A | 1 | N/A |  |  | 1 | IN STOCK
2025-02-07 10:37 | 0276-1023031-8 | PROBE,PROXIMITY,3300XL,AXIAL | 1023031-8 | Tarkwa | N/A | 6 | N/A |  |  | 6 | IN STOCK
2025-02-07 10:37 | 0277-1023031-9 | PROBE,PROXIMITY,3300XL,PHASE | 1023031-9 | Tarkwa | N/A | 1 | N/A |  |  | 1 | IN STOCK
2025-02-07 10:37 | 0278-1023518-100 | VALVE,SOLENOID,3-WAY,24 VDC | 1023518-100 | Tarkwa | N/A | 1 | N/A |  |  | 1 | IN STOCK
2025-02-07 10:37 | 0279-1025156-1 | COUNTER,DUAL-DSPLY,7-DIGIT | 1025156-1 | Tarkwa | N/A | 1 | N/A |  |  | 1 | IN STOCK
2025-02-07 10:37 | 0280-1027105-10 | VALVE, HAND, BALL, 0.75 IN | 1027105-10 | Tarkwa | N/A | 1 | N/A |  |  | 1 | IN STOCK
2025-02-07 10:37 | 0281-1027105-12 | STRAINER Y TYPE 0.75 | 1027105-12 | Tarkwa | N/A | 1 | N/A |  |  | 1 | IN STOCK
2025-02-07 10:37 | 0282-1027105-15 | SCREEN, STRAINER | 1027105-15 | Tarkwa | N/A | 3 | N/A |  |  | 3 | IN STOCK
2025-02-07 10:37 | 0283-1027105-18 | COUPLING QUICK DISCONNECT | 1027105-18 | Tarkwa | N/A | 1 | N/A |  |  | 1 | IN STOCK
2025-02-07 10:37 | 0284-1027105-19 | COUPLING QUICK DISCONNECT | 1027105-19 | Tarkwa | N/A | 1 | N/A |  |  | 1 | IN STOCK
2025-02-07 10:37 | 0285-1027105-20 | COUPLING QUICK DISCONNECT | 1027105-20 | Tarkwa | N/A | 1 | N/A |  |  | 1 | IN STOCK
2025-02-07 10:37 | 0286-1027105-21 | CASTER,SWIVEL, WHEEL | 1027105-21 | Tarkwa | N/A | 2 | N/A |  |  | 2 | IN STOCK
2025-02-07 10:37 | 0287-1027105-22 | CASTER, RIGID, WHEEL | 1027105-22 | Tarkwa | N/A | 2 | N/A |  |  | 2 | IN STOCK
2025-02-07 10:37 | 0288-1027105-23 | HOSE, ASSY, 0.5 | 1027105-23 | Tarkwa | N/A | 1 | N/A |  |  | 1 | IN STOCK
2025-02-07 10:37 | 0289-1027105-25 | HOSE, ASSY, 0.75, 100PSI | 1027105-25 | Tarkwa | N/A | 1 | N/A |  |  | 1 | IN STOCK
2025-02-07 10:37 | 0290-1027105-26 | COUPLING QUICK DISCONNECT | 1027105-26 | Tarkwa | N/A | 1 | N/A |  |  | 1 | IN STOCK
2025-02-07 10:37 | 0291-1027105-40 | KIT, LS, ENG CLEAN SYSTEM | 1027105-40 | Tarkwa | N/A | 1 | N/A |  |  | 1 | IN STOCK
2025-02-07 10:37 | 0292-1027105-9 | VALVE HAND 0.5" | 1027105-9 | Tarkwa | N/A | 1 | N/A |  |  | 1 | IN STOCK
2025-02-07 10:37 | 0293-1027484-101 | VALVE,SOLENOID,2-WAY,24 VDC | 1027484-101 | Tarkwa | N/A | 1 | N/A |  |  | 1 | IN STOCK
2025-02-07 10:37 | 0294-1030794-12 | VALVE,CHECK,0.375 IN,2 PSIG | 1030794-12 | Tarkwa | N/A | 1 | N/A |  |  | 1 | IN STOCK
2025-02-07 10:37 | 0295-1031741-4 | RELAY,SYNC CHECK | 1031741-4 | Tarkwa | N/A | 1 | N/A |  |  | 1 | IN STOCK
2025-02-07 10:37 | 0296-1031741-4 | RELAY,SYNC CHECK | 1031741-4 | Tarkwa | N/A | 2 | N/A |  |  | 2 | IN STOCK
2025-02-07 10:37 | 0297-1034347-1 | ACCELEROMETER,25 MV/G | 1034347-1 | Tarkwa | N/A | 2 | N/A |  |  | 2 | IN STOCK
2025-02-07 10:37 | 0298-1034549-10 | POWER SUPPLY,24 VDC | 1034549-10 | Tarkwa | N/A | 1 | N/A |  |  | 1 | IN STOCK
2025-02-07 10:37 | 0299-1034549-13 | POWER SUPPLY, 24 VDC | 1034549-13 | Tarkwa | N/A | 1 | N/A |  |  | 1 | IN STOCK
2025-02-07 10:37 | 0300-1034549-20 | MODULE,VIB,DISPLACEMENT,BN | 1034549-20 | Tarkwa | N/A | 6 | N/A |  |  | 6 | IN STOCK
2025-02-07 10:37 | 0301-1034549-20 | MODULE,VIB,DISPLACEMENT,BN | 1034549-20 | Tarkwa | N/A | 0 | N/A |  |  | 0 | OUT OF STOCK
2025-02-07 10:37 | 0302-1034549-21 | MODULE,VIB,SEISMIC,BN 1701 | 1034549-21 | Tarkwa | N/A | 1 | N/A |  |  | 1 | IN STOCK
2025-02-07 10:37 | 0303-1034549-70 | MODULE,VIB,AXIAL POSITION,BN | 1034549-70 | Tarkwa | N/A | 5 | N/A |  |  | 5 | IN STOCK
2025-02-07 10:37 | 0304-1034549-70 | MODULE,VIB,AXIAL POSITION,BN | 1034549-70 | Tarkwa | N/A | 0 | N/A |  |  | 0 | OUT OF STOCK
2025-02-07 10:37 | 0305-1037658-1 | CHANNEL, LIGHT,MTG,SUPP | 1037658-1 | Tarkwa | N/A | 0 | N/A |  |  | 0 | OUT OF STOCK
2025-02-07 10:37 | 0306-1039199-4 | GLASS,SIGHT,1.50 | 1039199-4 | Tarkwa | N/A | 3 | N/A |  |  | 3 | IN STOCK
2025-02-07 10:37 | 0307-1039199-4 | GLASS,SIGHT,1.50 | 1039199-4 | Tarkwa | N/A | 0 | N/A |  |  | 0 | OUT OF STOCK
2025-02-07 10:37 | 0308-1039199-5 | GLASS,SIGHT,2.0 | 1039199-5 | Tarkwa | N/A | 3 | N/A |  |  | 3 | IN STOCK
2025-02-07 10:37 | 0309-1039199-5 | GLASS,SIGHT,2.0 | 1039199-5 | Tarkwa | N/A | 0 | N/A |  |  | 0 | OUT OF STOCK
2025-02-07 10:37 | 0310-1041684-1 | SWITCH, AC LIGHTS, | 1041684-1 | Tarkwa | N/A | 4 | N/A |  |  | 4 | IN STOCK
2025-02-07 10:37 | 0311-1043265-1 | HOLDER,FUSE,600 V | 1043265-1 | Tarkwa | N/A | 38 | N/A |  |  | 38 | IN STOCK
2025-02-07 10:37 | 0312-1043265-3 | FUSE,2.0 A,600 V | 1043265-3 | Tarkwa | N/A | 32 | N/A |  |  | 32 | IN STOCK
2025-02-07 10:37 | 0313-1043265-4 | FUSE,5.0 A,600 V | 1043265-4 | Tarkwa | N/A | 30 | N/A |  |  | 30 | IN STOCK
2025-02-07 10:37 | 0314-1043265-5 | FUSE,10 A,600 V | 1043265-5 | Tarkwa | N/A | 72 | N/A |  |  | 72 | IN STOCK
2025-02-07 10:37 | 0315-1043265-6 | FUSE,15 A,600 V | 1043265-6 | Tarkwa | N/A | 34 | N/A |  |  | 34 | IN STOCK
2025-02-07 10:37 | 0316-1043265-7 | FUSE,20 A,600 V | 1043265-7 | Tarkwa | N/A | 24 | N/A |  |  | 24 | IN STOCK
2025-02-07 10:37 | 0317-1043265-9 | FUSE,30 A,600 V | 1043265-9 | Tarkwa | N/A | 13 | N/A |  |  | 13 | IN STOCK
2025-02-07 10:37 | 0318-1046415-30 | CONNECTOR | 1046415-30 | Tarkwa | N/A | 50 | N/A |  |  | 50 | IN STOCK
2025-02-07 10:37 | 0319-1046415-57 | POWER SUPPLY,24 VDC | 1046415-57 | Tarkwa | N/A | 1 | N/A |  |  | 1 | IN STOCK
2025-02-07 10:37 | 0320-1046415-60 | BATTERY,3.0 V,LITHIUM,1756-L61 | 1046415-60 | Tarkwa | N/A | 4 | N/A |  |  | 4 | IN STOCK
2025-02-07 10:37 | 0321-1046415-76 | MODULE,CONTROLLER,ETHERNET | 1046415-76 | Tarkwa | N/A | 1 | N/A |  |  | 1 | IN STOCK
2025-02-07 10:37 | 0322-1046415-77 | MODULE,CONTROLLER,C | 1046415-77 | Tarkwa | N/A | 0 | N/A |  |  | 0 | OUT OF STOCK
2025-02-07 10:37 | 0323-1051747-8 | VALVE,RELIEF,1.0 IN,15 PSIG | 1051747-8 | Tarkwa | N/A | 1 | N/A |  |  | 1 | IN STOCK
2025-02-07 10:37 | 0324-1051931-67 | BASE,TERMINAL,SPRING,-20-+70 C | 1051931-67 | Tarkwa | N/A | 5 | N/A |  |  | 5 | IN STOCK
2025-02-07 10:37 | 0325-1051931-67 | BASE,TERMINAL,SPRING,-20-+70 C | 1051931-67 | Tarkwa | N/A | 0 | N/A |  |  | 0 | OUT OF STOCK
2025-02-07 10:37 | 0326-1051931-69 | BASE,TEMPERATURE,SPRING | 1051931-69 | Tarkwa | N/A | 3 | N/A |  |  | 3 | IN STOCK
2025-02-07 10:37 | 0327-1051931-69 | BASE,TEMPERATURE,SPRING | 1051931-69 | Tarkwa | N/A | 0 | N/A |  |  | 0 | OUT OF STOCK
2025-02-07 10:37 | 0328-1051931-71 | BASE,GENERIC,SPRING,-20-+70 C | 1051931-71 | Tarkwa | N/A | 6 | N/A |  |  | 6 | IN STOCK
2025-02-07 10:37 | 0329-1051931-71 | BASE,GENERIC,SPRING,-20-+70 C | 1051931-71 | Tarkwa | N/A | 0 | N/A |  |  | 0 | OUT OF STOCK
2025-02-07 10:37 | 0330-1052120-1 | TRANSMITTER,DP,25 IN-H2O | 1052120-1 | Tarkwa | N/A | 2 | N/A |  |  | 2 | IN STOCK
2025-02-07 10:37 | 0331-1052120-1 | TRANSMITTER,DP,25 IN-H2O | 1052120-1 | Tarkwa | N/A | 0 | N/A |  |  | 0 | OUT OF STOCK
2025-02-07 10:37 | 0332-1052120-4 | TRANSMITTER,DP,300 PSI,DIGITAL | 1052120-4 | Tarkwa | N/A | 1 | N/A |  |  | 1 | IN STOCK
2025-02-07 10:37 | 0333-1052120-6 | TRANSMITTER,DP,2000 PSI | 1052120-6 | Tarkwa | N/A | 2 | N/A |  |  | 2 | IN STOCK
2025-02-07 10:37 | 0334-1052120-6 | TRANSMITTER,DP,2000 PSI | 1052120-6 | Tarkwa | N/A | 0 | N/A |  |  | 0 | OUT OF STOCK
2025-02-07 10:37 | 0335-1052168-2 | TRANSMITTER,PRESS,150 PSI | 1052168-2 | Tarkwa | N/A | 1 | N/A |  |  | 1 | IN STOCK
2025-02-07 10:37 | 0336-1052168-3 | TRANSMITTER,PRESS,800 PSI | 1052168-3 | Tarkwa | N/A | 2 | N/A |  |  | 2 | IN STOCK
2025-02-07 10:37 | 0337-1053038-30 | ISOLATOR,SMART TRAN | 1053038-30 | Tarkwa | N/A | 0 | N/A |  |  | 0 | OUT OF STOCK
2025-02-07 10:37 | 0338-1053834-11 | MONITOR,CONTROL,BU OVERSPEED | 1053834-11 | Tarkwa | N/A | 1 | N/A |  |  | 1 | IN STOCK
2025-02-07 10:37 | 0339-1053834-13 | MONITOR,CONTROL,BU OVERSPEED | 1053834-13 | Tarkwa | N/A | 2 | N/A |  |  | 2 | IN STOCK
2025-02-07 10:37 | 0340-1053923-15 | SWITCH,PRESSURE,DPDT,AIR,GAS | 1053923-15 | Tarkwa | N/A | 1 | N/A |  |  | 1 | IN STOCK
2025-02-07 10:37 | 0341-1053923-53 | SWITCH,PRESSURE,12 PSI,DPDT | 1053923-53 | Tarkwa | N/A | 2 | N/A |  |  | 2 | IN STOCK
2025-02-07 10:37 | 0342-1053923-53 | SWITCH,PRESSURE,12 PSI,DPDT | 1053923-53 | Tarkwa | N/A | 0 | N/A |  |  | 0 | OUT OF STOCK
2025-02-07 10:37 | 0343-1053923-68 | SWITCH,PRESSURE,10 PSI,DPDT | 1053923-68 | Tarkwa | N/A | 1 | N/A |  |  | 1 | IN STOCK
2025-02-07 10:37 | 0344-1053929-16 | SWITCH,DP,500 PSI,125 V,DPDT | 1053929-16 | Tarkwa | N/A | 1 | N/A |  |  | 1 | IN STOCK
2025-02-07 10:37 | 0345-1053929-6 | SWITCH,DP,500 PSI,125 V,DPDT | 1053929-6 | Tarkwa | N/A | 1 | N/A |  |  | 1 | IN STOCK
2025-02-07 10:37 | 0346-1054987-500 | FAN,ASSY,VANE AXIAL 20 HP | 1054987-500 | Tarkwa | N/A | 1 | N/A |  |  | 1 | IN STOCK
2025-02-07 10:37 | 0347-1056244-2 | MODULE,FIRE SYSTEM,POWER | 1056244-2 | Tarkwa | N/A | 2 | N/A |  |  | 2 | IN STOCK
2025-02-07 10:37 | 0348-1056244-27 | MODULE,FIRE SYSTEM,CONTROLLER | 1056244-27 | Tarkwa | N/A | 1 | N/A |  |  | 1 | IN STOCK
2025-02-07 10:37 | 0349-1056244-3 | MODULE,FIRE SYSTEM,DCIO | 1056244-3 | Tarkwa | N/A | 1 | N/A |  |  | 1 | IN STOCK
2025-02-07 10:37 | 0350-1056244-3 | MODULE,FIRE SYSTEM,DCIO | 1056244-3 | Tarkwa | N/A | 1 | N/A |  |  | 1 | IN STOCK
2025-02-07 10:37 | 0351-1056244-5 | MODULE,FIRE SYSTEM,EDIO | 1056244-5 | Tarkwa | N/A | 0 | N/A |  |  | 0 | OUT OF STOCK
2025-02-07 10:37 | 0352-1059700-11 | VALVE,CHECK,3 IN | 1059700-11 | Tarkwa | N/A | 1 | N/A |  |  | 1 | IN STOCK
2025-02-07 10:37 | 0353-1059700-2 | VALVE,CHECK,3 IN | 1059700-2 | Tarkwa | N/A | 1 | N/A |  |  | 1 | IN STOCK
2025-02-07 10:37 | 0354-1059700-3 | VALVE,CHECK,1.5 IN | 1059700-3 | Tarkwa | N/A | 1 | N/A |  |  | 1 | IN STOCK
2025-02-07 10:37 | 0355-1059700-5 | VALVE,CHECK,3 IN | 1059700-5 | Tarkwa | N/A | 1 | N/A |  |  | 1 | IN STOCK
2025-02-07 10:37 | 0356-1059700-7 | VALVE,CHECK,3 IN | 1059700-7 | Tarkwa | N/A | 1 | N/A |  |  | 1 | IN STOCK
2025-02-07 10:37 | 0357-1060817-20 | KIT,ELEMENT,CARTRIDGE,PLEATED | 1060817-20 | Tarkwa | N/A | 7 | N/A |  |  | 7 | IN STOCK
2025-02-07 10:37 | 0358-1060817-50 | KIT,ELEMENT,CARTRIDGE,PLEATED | 1060817-50 | Tarkwa | N/A | 4 | N/A |  |  | 4 | IN STOCK
2025-02-07 10:37 | 0359-1061979-1 | RELAY,DPDT,6 A | 1061979-1 | Tarkwa | N/A | 0 | N/A |  |  | 0 | OUT OF STOCK
2025-02-07 10:37 | 0360-1062257-2 | VALVE,SOLENOID,QUICK EXH,0.375 | 1062257-2 | Tarkwa | N/A | 2 | N/A |  |  | 2 | IN STOCK
2025-02-07 10:37 | 0361-1062257-2 | VALVE,SOLENOID,QUICK EXH,0.375 | 1062257-2 | Tarkwa | N/A | 0 | N/A |  |  | 0 | OUT OF STOCK
2025-02-07 10:37 | 0362-1062883-100 | VALVE ASSY,BALL,PNEU | 1062883-100 | Tarkwa | N/A | 2 | N/A |  |  | 2 | IN STOCK
2025-02-07 10:37 | 0363-1062883-3 | ACTUATOR,ROTARY,PNEU | 1062883-3 | Tarkwa | N/A | 2 | N/A |  |  | 2 | IN STOCK
2025-02-07 10:37 | 0364-1064721-12 | VALVE,HAND,BALL,0.75 IN,150 | 1064721-12 | Tarkwa | N/A | 1 | N/A |  |  | 1 | IN STOCK
2025-02-07 10:37 | 0365-1064721-13 | VALVE,HAND,BALL,0.375 IN,150 | 1064721-13 | Tarkwa | N/A | 1 | N/A |  |  | 1 | IN STOCK
2025-02-07 10:37 | 0366-1064721-14 | VALVE,HAND,NEEDLE,0.25 IN,150 | 1064721-14 | Tarkwa | N/A | 1 | N/A |  |  | 1 | IN STOCK
2025-02-07 10:37 | 0367-1064728-7 | KIT,REPAIR,VALVE,TRANSFER,LO | 1064728-7 | Tarkwa | N/A | 2 | N/A |  |  | 2 | IN STOCK
2025-02-07 10:37 | 0368-1064728-7 | KIT,REPAIR,VALVE,TRANSFER,LO | 1064728-7 | Tarkwa | N/A | 0 | N/A |  |  | 0 | OUT OF STOCK
2025-02-07 10:37 | 0369-1064851-1 | SWITCH,PUSHBUTTON,3PST,BLACK | 1064851-1 | Tarkwa | N/A | 1 | N/A |  |  | 1 | IN STOCK
2025-02-07 10:37 | 0370-1064851-2 | SWITCH,SELECTOR,3-POSITION | 1064851-2 | Tarkwa | N/A | 2 | N/A |  |  | 2 | IN STOCK
2025-02-07 10:37 | 0371-1064851-2 | SWITCH,SELECTOR,3-POSITION | 1064851-2 | Tarkwa | N/A | 0 | N/A |  |  | 0 | OUT OF STOCK
2025-02-07 10:37 | 0372-1064851-3 | SWITCH,KEY,3-POSITION,3PST | 1064851-3 | Tarkwa | N/A | 1 | N/A |  |  | 1 | IN STOCK
2025-02-07 10:37 | 0373-1064851-5 | SWITCH,PUSHBUTTON,RED,MUSHROOM | 1064851-5 | Tarkwa | N/A | 2 | N/A |  |  | 2 | IN STOCK
2025-02-07 10:37 | 0374-1064851-5 | SWITCH,PUSHBUTTON,RED,MUSHROOM | 1064851-5 | Tarkwa | N/A | 0 | N/A |  |  | 0 | OUT OF STOCK
2025-02-07 10:37 | 0375-1064851-6 | INDICATOR,LIGHTED | 1064851-6 | Tarkwa | N/A | 6 | N/A |  |  | 6 | IN STOCK
2025-02-07 10:37 | 0376-1064963-7 | PUMP, LUBE OIL, 410 GPM, 150 PSI | 1064963-7 | Tarkwa | N/A | 0 | N/A |  |  | 0 | OUT OF STOCK
2025-02-07 10:37 | 0377-1064963-77661 | PUMP/MOTOR, LUBE OIL, 30 HP | 1064963-77661 | Tarkwa | N/A | 0 | N/A |  |  | 0 | OUT OF STOCK
2025-02-07 10:37 | 0378-1065035-101 | DETECTOR TEMP RESISTANCE | 1065035-101 | Tarkwa | N/A | 1 | N/A |  |  | 1 | IN STOCK
2025-02-07 10:37 | 0379-1065035-11 | DETECTOR,TEMP,RESISTANCE | 1065035-11 | Tarkwa | N/A | 1 | N/A |  |  | 1 | IN STOCK
2025-02-07 10:37 | 0380-1065035-14 | DETECTOR,TEMP,RESISTANCE | 1065035-14 | Tarkwa | N/A | 1 | N/A |  |  | 1 | IN STOCK
2025-02-07 10:37 | 0381-1065035-6 | DETECTOR,TEMP,RESISTANCE | 1065035-6 | Tarkwa | N/A | 1 | N/A |  |  | 1 | IN STOCK
2025-02-07 10:37 | 0382-1065717-300 | FLOWMETER,0-12000 LB./HR PPH | 1065717-300 | Tarkwa | N/A | 1 | N/A |  |  | 1 | IN STOCK
2025-02-07 10:37 | 0383-1066076-100 | SENSOR T5 TC MARS (THERMOCOUPLE,TYPE- K) | 1066076-100 | Tarkwa | N/A | 15 | N/A |  |  | 15 | IN STOCK
2025-02-07 10:37 | 0384-1070601-1 | TRANSMITTER,PRESS,D | 1070601-1 | Tarkwa | N/A | 0 | N/A |  |  | 0 | OUT OF STOCK
2025-02-07 10:37 | 0385-1070601-2 | TRANSMITTER,PRESS,D | 1070601-2 | Tarkwa | N/A | 0 | N/A |  |  | 0 | OUT OF STOCK
2025-02-07 10:37 | 0386-1071327-1 | TRANSDUCER,PRESS,1000 PSI | 1071327-1 | Tarkwa | N/A | 1 | N/A |  |  | 1 | IN STOCK
2025-02-07 10:37 | 0387-1071411-1 | RELAY, TIMER, ADJUSTABLE | 1071411-1 | Tarkwa | N/A | 4 | N/A |  |  | 4 | IN STOCK
2025-02-07 10:37 | 0388-1071411-1 | RELAY, TIMER, ADJUSTABLE | 1071411-1 | Tarkwa | N/A | 0 | N/A |  |  | 0 | OUT OF STOCK
2025-02-07 10:37 | 0389-1071411-3 | RELAY,TIMER,WATCHDOG,24 VDC,2 | 1071411-3 | Tarkwa | N/A | 5 | N/A |  |  | 5 | IN STOCK
2025-02-07 10:37 | 0390-1071411-3 | RELAY,TIMER,WATCHDOG,24 VDC,2 | 1071411-3 | Tarkwa | N/A | 0 | N/A |  |  | 0 | OUT OF STOCK
2025-02-07 10:37 | 0391-1071905-100 | THERMOCOUPLE,TYPE-N | 1071905-100 | Tarkwa | N/A | 1 | N/A |  |  | 1 | IN STOCK
2025-02-07 10:37 | 0392-1076251-1 | RELAY,24 VDC,10 A | 1076251-1 | Tarkwa | N/A | 1 | N/A |  |  | 1 | IN STOCK
2025-02-07 10:37 | 0393-1076251-2 | SOCKET,RELAY,24 VDC,10 A | 1076251-2 | Tarkwa | N/A | 3 | N/A |  |  | 3 | IN STOCK
2025-02-07 10:37 | 0394-1076251-2 | SOCKET,RELAY,24 VDC,10 A | 1076251-2 | Tarkwa | N/A | 0 | N/A |  |  | 0 | OUT OF STOCK
2025-02-07 10:37 | 0395-1078325-1 | DETECTOR,GAS,METHANE (CH4),LON | 1078325-1 | Tarkwa | N/A | 6 | N/A |  |  | 6 | IN STOCK
2025-02-07 10:37 | 0396-1078325-18 | O-RING,COVER,DETECT | 1078325-18 | Tarkwa | N/A | 0 | N/A |  |  | 0 | OUT OF STOCK
2025-02-07 10:37 | 0397-1078325-5 | DETECTOR,GAS,METHANE (CH4),LON | 1078325-5 | Tarkwa | N/A | 2 | N/A |  |  | 2 | IN STOCK
2025-02-07 10:37 | 0398-1083334-100 | VALVE ASSY | 1083334-100 | Tarkwa | N/A | 1 | N/A |  |  | 1 | IN STOCK
2025-02-07 10:37 | 0399-1085271-1001 | MODULE,VFD,INTERFACE | 1085271-1001 | Tarkwa | N/A | 1 | N/A |  |  | 1 | IN STOCK
2025-02-07 10:37 | 0400-1085271-1002 | CARD,VFD,I/O,POWERFLEX 700VC | 1085271-1002 | Tarkwa | N/A | 1 | N/A |  |  | 1 | IN STOCK
2025-02-07 10:37 | 0401-1085271-1003 | MODULE,VFD,INTERFACE | 1085271-1003 | Tarkwa | N/A | 1 | N/A |  |  | 1 | IN STOCK
2025-02-07 10:37 | 0402-1085271-1004 | CASSETTE,VFD | 1085271-1004 | Tarkwa | N/A | 1 | N/A |  |  | 1 | IN STOCK
2025-02-07 10:37 | 0403-1087491-3 | ELEMENT,FLTR,AIR,GAS FUEL,CYL | 1087491-3 | Tarkwa | N/A | 12 | N/A |  |  | 12 | IN STOCK
2025-02-07 10:37 | 0404-1089240-10 | MODULE, FLEX, FAST ANALOG, 2 IN | 1089240-10 | Tarkwa | N/A | 3 | N/A |  |  | 3 | IN STOCK
2025-02-07 10:37 | 0405-1089240-10 | MODULE, FLEX, FAST ANALOG, 2 IN | 1089240-10 | Tarkwa | N/A | 0 | N/A |  |  | 0 | OUT OF STOCK
2025-02-07 10:37 | 0406-1089240-11 | MODULE,FLEX,FAST ANALOG,4 OUT | 1089240-11 | Tarkwa | N/A | 3 | N/A |  |  | 3 | IN STOCK
2025-02-07 10:37 | 0407-1089240-11 | MODULE,FLEX,FAST ANALOG,4 OUT | 1089240-11 | Tarkwa | N/A | 0 | N/A |  |  | 0 | OUT OF STOCK
2025-02-07 10:37 | 0408-1089240-18 | MODULE,FLEX,ANALOG,8 IN,HART | 1089240-18 | Tarkwa | N/A | 2 | N/A |  |  | 2 | IN STOCK
2025-02-07 10:37 | 0409-1089240-18 | MODULE,FLEX,ANALOG,8 IN,HART | 1089240-18 | Tarkwa | N/A | 0 | N/A |  |  | 0 | OUT OF STOCK
2025-02-07 10:37 | 0410-1089240-2 | MODULE,FLEX,DISCRETE,16 IN | 1089240-2 | Tarkwa | N/A | 7 | N/A |  |  | 7 | IN STOCK
2025-02-07 10:37 | 0411-1089240-2 | MODULE,FLEX,DISCRETE,16 IN | 1089240-2 | Tarkwa | N/A | 0 | N/A |  |  | 0 | OUT OF STOCK
2025-02-07 10:37 | 0412-1089240-29 | MODULE,FLEX,FAST COUNTER,2 IN | 1089240-29 | Tarkwa | N/A | 2 | N/A |  |  | 2 | IN STOCK
2025-02-07 10:37 | 0413-1089240-3 | MODULE,FLEX,DISCRETE,10 IN/6 | 1089240-3 | Tarkwa | N/A | 4 | N/A |  |  | 4 | IN STOCK
2025-02-07 10:37 | 0414-1089240-3 | MODULE,FLEX,DISCRETE,10 IN/6 | 1089240-3 | Tarkwa | N/A | 0 | N/A |  |  | 0 | OUT OF STOCK
2025-02-07 10:37 | 0415-1089240-30 | MODULE, FLEX, ADAPTER | 1089240-30 | Tarkwa | N/A | 4 | N/A |  |  | 4 | IN STOCK
2025-02-07 10:37 | 0416-1089240-30 | MODULE, FLEX, ADAPTER | 1089240-30 | Tarkwa | N/A | 0 | N/A |  |  | 0 | OUT OF STOCK
2025-02-07 10:37 | 0417-1089240-31 | MODULE,FLEX,FAST RTD/TC,8 IN | 1089240-31 | Tarkwa | N/A | 5 | N/A |  |  | 5 | IN STOCK
2025-02-07 10:37 | 0418-1089240-31 | MODULE,FLEX,FAST RTD/TC,8 IN | 1089240-31 | Tarkwa | N/A | 0 | N/A |  |  | 0 | OUT OF STOCK
2025-02-07 10:37 | 0419-1089240-32 | MODULE,FLEX,ADAPTER | 1089240-32 | Tarkwa | N/A | 2 | N/A |  |  | 2 | IN STOCK
2025-02-07 10:37 | 0420-1089240-32 | MODULE,FLEX,ADAPTER | 1089240-32 | Tarkwa | N/A | 0 | N/A |  |  | 0 | OUT OF STOCK
2025-02-07 10:37 | 0421-1089240-4 | MODULE,FLEX,DISCRETE,8 OUT | 1089240-4 | Tarkwa | N/A | 5 | N/A |  |  | 5 | IN STOCK
2025-02-07 10:37 | 0422-1089240-4 | MODULE,FLEX,DISCRETE,8 OUT | 1089240-4 | Tarkwa | N/A | 0 | N/A |  |  | 0 | OUT OF STOCK
2025-02-07 10:37 | 0423-1089240-5 | MODULE,FLEX,DISCRETE,16 OUT | 1089240-5 | Tarkwa | N/A | 4 | N/A |  |  | 4 | IN STOCK
2025-02-07 10:37 | 0424-1089240-5 | MODULE,FLEX,DISCRETE,16 OUT | 1089240-5 | Tarkwa | N/A | 0 | N/A |  |  | 0 | OUT OF STOCK
2025-02-07 10:37 | 0425-1089240-7 | MODULE,FLEX,ANALOG,8 IN | 1089240-7 | Tarkwa | N/A | 4 | N/A |  |  | 4 | IN STOCK
2025-02-07 10:37 | 0426-1089240-7 | MODULE,FLEX,ANALOG,8 IN | 1089240-7 | Tarkwa | N/A | 0 | N/A |  |  | 0 | OUT OF STOCK
2025-02-07 10:37 | 0427-1089241-28 | POWER SUPPLY,42 W,24 VDC | 1089241-28 | Tarkwa | N/A | 1 | N/A |  |  | 1 | IN STOCK
2025-02-07 10:37 | 0428-1089241-30 | MODULE,CONTROLLER | 1089241-30 | Tarkwa | N/A | 1 | N/A |  |  | 1 | IN STOCK
2025-02-07 10:37 | 0429-1089241-36 | MODULE,COMMUNICATION,ETHERNET | 1089241-36 | Tarkwa | N/A | 1 | N/A |  |  | 1 | IN STOCK
2025-02-07 10:37 | 0430-1089241-40 | MODULE,COMMUNICATION,ETHERNET | 1089241-40 | Tarkwa | N/A | 1 | N/A |  |  | 1 | IN STOCK
2025-02-07 10:37 | 0431-1089241-4 | MODULE,COMMUNICATION,ETHERNET | 1089241-4 | Tarkwa | N/A | 1 | N/A |  |  | 1 | IN STOCK
2025-02-07 10:37 | 0432-1089636-1 | VALVE,RELIEF,3000 PSI | 1089636-1 | Tarkwa | N/A | 1 | N/A |  |  | 1 | IN STOCK
2025-02-07 10:37 | 0433-1090121-201 | COLLECTOR ASSY, EXHAUST | 1090121-201 | Tarkwa | N/A | 2 | N/A |  |  | 2 | IN STOCK
2025-02-07 10:37 | 0434-1091605-100 | VALVE,SOLENOID,3-WAY,0.5 IN,24 | 1091605-100 | Tarkwa | N/A | 1 | N/A |  |  | 1 | IN STOCK
2025-02-07 10:37 | 0435-1097483-102 | KIT, RETROFIT, POWER SUPPLY | 1097483-102 | Tarkwa | N/A | 1 | N/A |  |  | 1 | IN STOCK
2025-02-07 10:37 | 0436-1097483-103 | KIT, RETROFIT, POWER SUPPLY | 1097483-103 | Tarkwa | N/A | 1 | N/A |  |  | 1 | IN STOCK
2025-02-07 10:37 | 0437-1097965-103 | THERMOCOUPLE,TYPE-N | 1097965-103 | Tarkwa | N/A | 1 | N/A |  |  | 1 | IN STOCK
2025-02-07 10:37 | 0438-1097965-103 | THERMOCOUPLE,TYPE-N | 1097965-103 | Tarkwa | N/A | 1 | N/A |  |  | 1 | IN STOCK
2025-02-07 10:37 | 0439-1098088-400 | VALVE ASSY,BALL,SHUT OFF,PNEU | 1098088-400 | Tarkwa | N/A | 1 | N/A |  |  | 1 | IN STOCK
2025-02-07 10:37 | 0440-1105411-1 | CONDITIONER,SIGNAL | 1105411-1 | Tarkwa | N/A | 1 | N/A |  |  | 1 | IN STOCK
2025-02-07 10:37 | 0441-1105411-3 | TRANSDUCER, PRESS, 290 PSIG | 1105411-3 | Tarkwa | N/A | 1 | N/A |  |  | 1 | IN STOCK
2025-02-07 10:37 | 0442-1105411-6 | SEAL,0.094 IN THK,INCONEL 600 | 1105411-6 | Tarkwa | N/A | 4 | N/A |  |  | 4 | IN STOCK
2025-02-07 10:37 | 0443-1105411-7 | CABLE ARMORED, CIRCULAR | 1105411-7 | Tarkwa | N/A | 1 | N/A |  |  | 1 | IN STOCK
2025-02-07 10:37 | 0444-1109803-52 | TRANSMITTER,PRESS,1450 PSI | 1109803-52 | Tarkwa | N/A | 2 | N/A |  |  | 2 | IN STOCK
2025-02-07 10:37 | 0445-1109803-74 | TRANSMITTER, PRESS, 1450 PSI | 1109803-74 | Tarkwa | N/A | 2 | N/A |  |  | 2 | IN STOCK
2025-02-07 10:37 | 0446-1109804-50 | TRANSMITTER,DP,400 IN-H2O | 1109804-50 | Tarkwa | N/A | 1 | N/A |  |  | 1 | IN STOCK
2025-02-07 10:37 | 0447-1109805-50 | TRANSMITTER,PRESS,290 PSIA | 1109805-50 | Tarkwa | N/A | 1 | N/A |  |  | 1 | IN STOCK
2025-02-07 10:37 | 0448-1112342-1001 | DRIVE, VAR FREQ | 1112342-1001 | Tarkwa | N/A | 2 | N/A |  |  | 2 | IN STOCK
2025-02-07 10:37 | 0449-1113568-100 | HORN,NON-EP,GRAY | 1113568-100 | Tarkwa | N/A | 1 | N/A |  |  | 1 | IN STOCK
2025-02-07 10:37 | 0450-1119585-400 | ACTUATOR,LINEAR,ELEC | 1119585-400 | Tarkwa | N/A | 1 | N/A |  |  | 1 | IN STOCK
2025-02-07 10:37 | 0451-112015-1 | ADHESIVE,THREADLOCK | 112015-1 | Tarkwa | N/A | 2 | N/A |  |  | 2 | IN STOCK
2025-02-07 10:37 | 0452-1121541-1 | GASKET,14.05 ID,18.00 OD,0.03 | 1121541-1 | Tarkwa | N/A | 2 | N/A |  |  | 2 | IN STOCK
2025-02-07 10:37 | 0453-1123141-2025 | VALVE ASSY,BALL,PNEU,2.0 IN | 1123141-2025 | Tarkwa | N/A | 1 | N/A |  |  | 1 | IN STOCK
2025-02-07 10:37 | 0454-1128747-2 | SENSOR,VEL,PIEZOELECTRIC | 1128747-2 | Tarkwa | N/A | 1 | N/A |  |  | 1 | IN STOCK
2025-02-07 10:37 | 0455-1153826-101 | KIT,INSTL,STARTER W/REDUCER | 1153826-101 | Tarkwa | N/A | 1 | N/A |  |  | 1 | IN STOCK
2025-02-07 10:37 | 0456-118602-23 | STRAINER,MESH,1.0 | 118602-23 | Tarkwa | N/A | 0 | N/A |  |  | 0 | OUT OF STOCK
2025-02-07 10:37 | 0457-120022-7 | BOLT,HEX,0.375-16 X 1.25 IN,B7 | 120022-7 | Tarkwa | N/A | 67 | N/A |  |  | 67 | IN STOCK
2025-02-07 10:37 | 0458-120022-7 | BOLT,HEX,0.375-16 X 1.25 IN,B7 | 120022-7 | Tarkwa | N/A | 2400 | N/A |  |  | 2400 | IN STOCK
2025-02-07 10:37 | 0459-120667-10 | SWITCH,LEVEL,FLOAT,5171 KPA | 120667-10 | Tarkwa | N/A | 2 | N/A |  |  | 2 | IN STOCK
2025-02-07 10:37 | 0460-120710-1 | CABLE,IGNITION,84.0 IN | 120710-1 | Tarkwa | N/A | 1 | N/A |  |  | 1 | IN STOCK
2025-02-07 10:37 | 0461-120713-39 | KIT,REPAIR,135F,3 IN REG,TEMP | 120713-39 | Tarkwa | N/A | 1 | N/A |  |  | 1 | IN STOCK
2025-02-07 10:37 | 0462-120848-4 | STRAINER,Y-TYPE,0.75 | 120848-4 | Tarkwa | N/A | 2 | N/A |  |  | 2 | IN STOCK
2025-02-07 10:37 | 0463-124907-14 | GROMMET,0.965 OD | 124907-14 | Tarkwa | N/A | 3 | N/A |  |  | 3 | IN STOCK
2025-02-07 10:37 | 0464-124907-17 | GROMMET,0.965 OD,0.994 IN | 124907-17 | Tarkwa | N/A | 2 | N/A |  |  | 2 | IN STOCK
2025-02-07 10:37 | 0465-124907-4 | GROMMET,0.965 OD | 124907-4 | Tarkwa | N/A | 2 | N/A |  |  | 2 | IN STOCK
2025-02-07 10:37 | 0466-124907-7 | GROMMET,0.965 OD (GROMMET, WIRE, INSTRUMENT, 2-HOLE) | 124907-7 | Tarkwa | N/A | 4 | N/A |  |  | 4 | IN STOCK
2025-02-07 10:37 | 0467-1286570-1 | POWER SUPPLY,1260 W,28 VDC | 1286570-1 | Tarkwa | N/A | 1 | N/A |  |  | 1 | IN STOCK
2025-02-07 10:37 | 0468-1300392-0206 | GASKET, SPIRAL, 2.0, CL150, RF | 1300392-0206 | Tarkwa | N/A | 10 | N/A |  |  | 10 | IN STOCK
2025-02-07 10:37 | 0469-1300392-0207 | GASKET,SPIRAL,2.5,C | 1300392-0207 | Tarkwa | N/A | 2 | N/A |  |  | 2 | IN STOCK
2025-02-07 10:37 | 0470-1300392-0208 | GASKET,SPIRAL,3.0,CL150,RF | 1300392-0208 | Tarkwa | N/A | 10 | N/A |  |  | 10 | IN STOCK
2025-02-07 10:37 | 0471-1300392-0212 | GASKET,SPIRAL,6.0,CL150,RF | 1300392-0212 | Tarkwa | N/A | 4 | N/A |  |  | 4 | IN STOCK
2025-02-07 10:37 | 0472-1300392-0406 | GASKET,SPIRAL,2.0,CL300,RF | 1300392-0406 | Tarkwa | N/A | 10 | N/A |  |  | 10 | IN STOCK
2025-02-07 10:37 | 0473-1300392-0408 | GASKET, SPIRAL, 3.0, CL300, RF | 1300392-0408 | Tarkwa | N/A | 4 | N/A |  |  | 4 | IN STOCK
2025-02-07 10:37 | 0474-131248-10 | VALVE,HAND,BALL,2 IN | 131248-10 | Tarkwa | N/A | 1 | N/A |  |  | 1 | IN STOCK
2025-02-07 10:37 | 0475-1322418-11 | MODULE,VIB,DYNAMIC | 1322418-11 | Tarkwa | N/A | 0 | N/A |  |  | 0 | OUT OF STOCK
2025-02-07 10:37 | 0476-1322418-20 | BASE,VIBRATION,RA 1444,DYN | 1322418-20 | Tarkwa | N/A | 1 | N/A |  |  | 1 | IN STOCK
2025-02-07 10:37 | 0477-1322418-31 | MODULE,VIB,TACHOMETER,RA 1444 | 1322418-31 | Tarkwa | N/A | 1 | N/A |  |  | 1 | IN STOCK
2025-02-07 10:37 | 0478-1322418-40 | BASE,VIBRATION,RA 1444 | 1322418-40 | Tarkwa | N/A | 1 | N/A |  |  | 1 | IN STOCK
2025-02-07 10:37 | 0479-136578-1 | INJECTOR, TORCH | 136578-1 | Tarkwa | N/A | 1 | N/A |  |  | 1 | IN STOCK
2025-02-07 10:37 | 0480-136845-1 | GASKET,1.85 X .62IN,.032 | 136845-1 | Tarkwa | N/A | 12 | N/A |  |  | 12 | IN STOCK
2025-02-07 10:37 | 0481-1402159-1 | VALVE,NEEDLE,MAN,0.375 IN,500 | 1402159-1 | Tarkwa | N/A | 1 | N/A |  |  | 1 | IN STOCK
2025-02-07 10:37 | 0482-1402160-2 | VALVE,BALL,MANUAL,2 IN,500 PSI | 1402160-2 | Tarkwa | N/A | 1 | N/A |  |  | 1 | IN STOCK
2025-02-07 10:37 | 0483-1425291-4 | VALVE,HAND,BALL,0.5 IN,150 PSI | 1425291-4 | Tarkwa | N/A | 1 | N/A |  |  | 1 | IN STOCK
2025-02-07 10:37 | 0484-1425291-5 | VALVE,HAND,NEEDLE,0.5 IN,150 | 1425291-5 | Tarkwa | N/A | 2 | N/A |  |  | 2 | IN STOCK
2025-02-07 10:37 | 0485-1425291-6 | ELEMENT,OIL | 1425291-6 | Tarkwa | N/A | 2 | N/A |  |  | 2 | IN STOCK
2025-02-07 10:37 | 0486-1425291-7 | KIT,REPAIR,VALVE,TRANSFER,LO | 1425291-7 | Tarkwa | N/A | 1 | N/A |  |  | 1 | IN STOCK
2025-02-07 10:37 | 0487-1425294-10 | VALVE,RELIEF,1.5 IN,150 PSI | 1425294-10 | Tarkwa | N/A | 1 | N/A |  |  | 1 | IN STOCK
2025-02-07 10:37 | 0488-1425295-10 | REGULATOR,TEMP,130 DEGF,3 IN | 1425295-10 | Tarkwa | N/A | 0 | N/A |  |  | 0 | OUT OF STOCK
2025-02-07 10:37 | 0489-1425295-50 | REGULATOR,TEMP,120 DEGF,3 IN | 1425295-50 | Tarkwa | N/A | 1 | N/A |  |  | 1 | IN STOCK
2025-02-07 10:37 | 0490-1425296-3Y311 | REGULATOR,PRESS,2 IN,35 PSI | 1425296-3Y311 | Tarkwa | N/A | 1 | N/A |  |  | 1 | IN STOCK
2025-02-07 10:37 | 0491-1425296-3Y311 | REGULATOR,PRESS,2 IN,35 PSI | 1425296-3Y311 | Tarkwa | N/A | 1 | N/A |  |  | 1 | IN STOCK
2025-02-07 10:37 | 0492-1426550-10 | ELEMENT,FLTR,OIL,CYL | 1426550-10 | Tarkwa | N/A | 0 | N/A |  |  | 0 | OUT OF STOCK
2025-02-07 10:37 | 0493-1449165-30 | COUPLING,CUSHION,PMP/MTR,3.0 | 1449165-30 | Tarkwa | N/A | 1 | N/A |  |  | 1 | IN STOCK
2025-02-07 10:37 | 0494-1449166-1 | ELEMENT, AIR, FIBER GLASS | 1449166-1 | Tarkwa | N/A | 4 | N/A |  |  | 4 | IN STOCK
2025-02-07 10:37 | 0495-1449512-100 | PUMP,OIL,LUBE,455.6,552.8 LPM | 1449512-100 | Tarkwa | N/A | 1 | N/A |  |  | 1 | IN STOCK
2025-02-07 10:37 | 0496-1449512-100 | PUMP, OIL, LUBE, 455.6,552.8 LPM | 1449512-100 | Tarkwa | N/A | 1 | N/A |  |  | 1 | IN STOCK
2025-02-07 10:37 | 0497-1449512-30 | COUPLING,CUSHION,PMP/MTR,4.51 | 1449512-30 | Tarkwa | N/A | 1 | N/A |  |  | 1 | IN STOCK
2025-02-07 10:37 | 0498-1449513-1 | MOTOR,ELEC,115 VDC | 1449513-1 | Tarkwa | N/A | 1 | N/A |  |  | 1 | IN STOCK
2025-02-07 10:37 | 0499-1453006-1 | TRANSMITTER,LEVEL,GUIDED RADAR | 1453006-1 | Tarkwa | N/A | 1 | N/A |  |  | 1 | IN STOCK
2025-02-07 10:37 | 0500-1453040-5 | DETECTOR, FLAME, UV/IR | 1453040-5 | Tarkwa | N/A | 1 | N/A |  |  | 1 | IN STOCK
2025-02-07 10:37 | 0501-1453630-1 | MOTOR ELEC 7.5 HP, 460 VAC, 60 | 1453630-1 | Tarkwa | N/A | 1 | N/A |  |  | 1 | IN STOCK
2025-02-07 10:37 | 0502-1453630-2 | MOTOR,ELEC,1.5 HP,460 VAC,60 | 1453630-2 | Tarkwa | N/A | 1 | N/A |  |  | 1 | IN STOCK
2025-02-07 10:37 | 0503-1455351-100 | COUPLING,GEARBOX,BL | 1455351-100 | Tarkwa | N/A | 0 | N/A |  |  | 0 | OUT OF STOCK
2025-02-07 10:37 | 0504-1470281-3 | SENSOR,SPEED,PASSIVE | 1470281-3 | Tarkwa | N/A | 1 | N/A |  |  | 1 | IN STOCK
2025-02-07 10:37 | 0505-136544-4 | SENSOR,SPEED,PASSIVE | 136544-4 | Tarkwa | N/A | 2 | N/A |  |  | 2 | IN STOCK
2025-02-07 10:37 | 0506-1470281-9 | SENSOR,SPEED,PASSIVE | 1470281-9 | Tarkwa | N/A | 1 | N/A |  |  | 1 | IN STOCK
2025-02-07 10:37 | 0507-1470281-9 | SENSOR,SPEED,PASSIVE | 1470281-9 | Tarkwa | N/A | 1 | N/A |  |  | 1 | IN STOCK
2025-02-07 10:37 | 0508-1479391-3 | ELEMENT, FLTR,MIST, CART, CYL, FGL | 1479391-3 | Tarkwa | N/A | 0 | N/A |  |  | 0 | OUT OF STOCK
2025-02-07 10:37 | 0509-1482661-1 | GASKET,9.93 ID,13.78 OD,0.031 | 1482661-1 | Tarkwa | N/A | 3 | N/A |  |  | 3 | IN STOCK
2025-02-07 10:37 | 0510-1482661-1 | GASKET,9.93 ID,13.78 OD,0.031 | 1482661-1 | Tarkwa | N/A | 0 | N/A |  |  | 0 | OUT OF STOCK
2025-02-07 10:37 | 0511-1483682-10 | SWITCH,PUSHBUTTON,NO/NC,5 A,24 | 1483682-10 | Tarkwa | N/A | 1 | N/A |  |  | 1 | IN STOCK
2025-02-07 10:37 | 0512-1483682-11 | SWITCH,PUSHBUTTON,NO/NC,5 A,24 | 1483682-11 | Tarkwa | N/A | 1 | N/A |  |  | 1 | IN STOCK
2025-02-07 10:37 | 0513-1483682-12 | SWITCH,PUSHBUTTON,NO/NC,5 A,24 | 1483682-12 | Tarkwa | N/A | 1 | N/A |  |  | 1 | IN STOCK
2025-02-07 10:37 | 0514-1483682-14 | SWITCH,SELECTOR,3-POSITION | 1483682-14 | Tarkwa | N/A | 1 | N/A |  |  | 1 | IN STOCK
2025-02-07 10:37 | 0515-1483682-15 | SWITCH,SELECTOR,2-POSITION | 1483682-15 | Tarkwa | N/A | 1 | N/A |  |  | 1 | IN STOCK
2025-02-07 10:37 | 0516-1483682-18 | HORN,BLACK | 1483682-18 | Tarkwa | N/A | 1 | N/A |  |  | 1 | IN STOCK
2025-02-07 10:37 | 0517-1483682-20 | SWITCH,PUSHBUTTON,NC/NC,5 A | 1483682-20 | Tarkwa | N/A | 1 | N/A |  |  | 1 | IN STOCK
2025-02-07 10:37 | 0518-1483682-26 | SWITCH,KEY,2-POSITION,5 A,120 | 1483682-26 | Tarkwa | N/A | 1 | N/A |  |  | 1 | IN STOCK
2025-02-07 10:37 | 0519-1483682-29 | DIODE,POWER,CLAMPING,600 V,5 A | 1483682-29 | Tarkwa | N/A | 2 | N/A |  |  | 2 | IN STOCK
2025-02-07 10:37 | 0520-1483682-30 | SWITCH,KEY,2-POSITION,NC/NC,5 | 1483682-30 | Tarkwa | N/A | 1 | N/A |  |  | 1 | IN STOCK
2025-02-07 10:37 | 0521-1483682-6 | SWITCH,PUSHBUTTON,NO/NC,5 A | 1483682-6 | Tarkwa | N/A | 1 | N/A |  |  | 1 | IN STOCK
2025-02-07 10:37 | 0522-1503046-1 | RELAY,UNDERVOLTAGE,230 VAC,5 A | 1503046-1 | Tarkwa | N/A | 1 | N/A |  |  | 1 | IN STOCK
2025-02-07 10:37 | 0523-1503048-1 | MODULE, RELAY, OUTPUT | 1503048-1 | Tarkwa | N/A | 1 | N/A |  |  | 1 | IN STOCK
2025-02-07 10:37 | 0524-1503049-1 | RELAY,15 A | 1503049-1 | Tarkwa | N/A | 1 | N/A |  |  | 1 | IN STOCK
2025-02-07 10:37 | 0525-1503049-2 | RELAY,10 A | 1503049-2 | Tarkwa | N/A | 2 | N/A |  |  | 2 | IN STOCK
2025-02-07 10:37 | 0526-1503049-2 | RELAY,10 A | 1503049-2 | Tarkwa | N/A | 0 | N/A |  |  | 0 | OUT OF STOCK
2025-02-07 10:37 | 0527-1503049-3 | RELAY,10 A | 1503049-3 | Tarkwa | N/A | 1 | N/A |  |  | 1 | IN STOCK
2025-02-07 10:37 | 0528-1503050-3 | BREAKER,CIRCUIT,2 A,BLANK,RAIL | 1503050-3 | Tarkwa | N/A | 1 | N/A |  |  | 1 | IN STOCK
2025-02-07 10:37 | 0529-154554-12 | FAN,VENT,24 VDC | 154554-12 | Tarkwa | N/A | 3 | N/A |  |  | 3 | IN STOCK
2025-02-07 10:37 | 0530-154554-12 | FAN,VENT,24 VDC | 154554-12 | Tarkwa | N/A | 0 | N/A |  |  | 0 | OUT OF STOCK
2025-02-07 10:37 | 0531-154554-9 | FAN,SINGLE,VENT,24 VDC | 154554-9 | Tarkwa | N/A | 3 | N/A |  |  | 3 | IN STOCK
2025-02-07 10:37 | 0532-154554-9 | FAN,SINGLE,VENT,24 VDC | 154554-9 | Tarkwa | N/A | 0 | N/A |  |  | 0 | OUT OF STOCK
2025-02-07 10:37 | 0533-1577354-4000 | COMPUTER SYS,TT4000 SGL UNIT | 1577354-4000 | Tarkwa | N/A | 1 | N/A |  |  | 1 | IN STOCK
2025-02-07 10:37 | 0534-1117722-1 | SYNCHRONOSCOPE 50 HZ | 1117722-1 | Tarkwa | N/A | 1 | N/A |  |  | 1 | IN STOCK
2025-02-07 10:37 | 0535-186891-10 | METER VOLT 0-200 VDC ANALOG | 186891-10 | Tarkwa | N/A | 1 | N/A |  |  | 1 | IN STOCK
2025-02-07 10:37 | 0536-1012991-75 | MOTOR ELEC 150 HP 380 VAC 3 BH | 1012991-75 | Tarkwa | N/A | 1 | N/A |  |  | 1 | IN STOCK
2025-02-07 10:37 | 0537-1658175-2 | STARTER,150 HP,380 VAC,75 HZ,3 | 1658175-2 | Tarkwa | N/A | 0 | N/A |  |  | 0 | OUT OF STOCK
2025-02-07 10:37 | 0538-171481-1 | NUT | 171481-1 | Tarkwa | N/A | 48 | N/A |  |  | 48 | IN STOCK
2025-02-07 10:37 | 0539-172439-2 | PACKING,BLEED AIR | 172439-2 | Tarkwa | N/A | 26 | N/A |  |  | 26 | IN STOCK
2025-02-07 10:37 | 0540-172567-1 | GASKET,5.62 X 5.62IN,.030 | 172567-1 | Tarkwa | N/A | 15 | N/A |  |  | 15 | IN STOCK
2025-02-07 10:37 | 0541-173942-1 | GASKET,3.32 ID,3.68 OD,0.049 | 173942-1 | Tarkwa | N/A | 15 | N/A |  |  | 15 | IN STOCK
2025-02-07 10:37 | 0542-1752326-11 | VALVE, SOLENOID, 3-WAY PSI | 1752326-11 | Tarkwa | N/A | 1 | N/A |  |  | 1 | IN STOCK
2025-02-07 10:37 | 0543-1067311-2 | VALVE,SOLENOID,3-WAY,0.5 IN | 1067311-2 | Tarkwa | N/A | 1 | N/A |  |  | 1 | IN STOCK
2025-02-07 10:37 | 0544-1031757-109 | VALVE ASSY,BLEED | 1031757-109 | Tarkwa | N/A | 1 | N/A |  |  | 1 | IN STOCK
2025-02-07 10:37 | 0545-1031757-206 | VALVE,BLEED,ELECTRIC,4.0 IN | 1031757-206 | Tarkwa | N/A | 1 | N/A |  |  | 1 | IN STOCK
2025-02-07 10:37 | 0546-186232-2700 | VALVE ASSY,BALL,PNEU,2.0 IN | 186232-2700 | Tarkwa | N/A | 1 | N/A |  |  | 1 | IN STOCK
2025-02-07 10:37 | 0547-186232-2900 | VALVE ASSY BALL | 186232-2900 | Tarkwa | N/A | 1 | N/A |  |  | 1 | IN STOCK
2025-02-07 10:37 | 0548-186232-39 | VALVE,BALL,2.0 IN,675 PSI | 186232-39 | Tarkwa | N/A | 1 | N/A |  |  | 1 | IN STOCK
2025-02-07 10:37 | 0549-186273-1 | REGULATOR,PRESS,POPPET,0.25 IN | 186273-1 | Tarkwa | N/A | 1 | N/A |  |  | 1 | IN STOCK
2025-02-07 10:37 | 0550-186273-2 | REGULATOR,PRESS,POPPET | 186273-2 | Tarkwa | N/A | 1 | N/A |  |  | 1 | IN STOCK
2025-02-07 10:37 | 0551-186273-36 | REGULATOR,PRESS,POPPET,0.25 IN | 186273-36 | Tarkwa | N/A | 1 | N/A |  |  | 1 | IN STOCK
2025-02-07 10:37 | 0552-186276-1 | VALVE,RELIEF,0.25 IN,5000 PSIG | 186276-1 | Tarkwa | N/A | 1 | N/A |  |  | 1 | IN STOCK
2025-02-07 10:37 | 0553-186406-1 | BOLT, COUPLING | 186406-1 | Tarkwa | N/A | 36 | N/A |  |  | 36 | IN STOCK
2025-02-07 10:37 | 0554-186426-5 | VALVE,HAND,0.25 IN,0.50 IN | 186426-5 | Tarkwa | N/A | 1 | N/A |  |  | 1 | IN STOCK
2025-02-07 10:37 | 0555-190242-3 | KIT,ELEMENT,COALESC | 190242-3 | Tarkwa | N/A | 0 | N/A |  |  | 0 | OUT OF STOCK
2025-02-07 10:37 | 0556-190392-3 | VALVE,HAND,0.50 IN,6000 PSI | 190392-3 | Tarkwa | N/A | 3 | N/A |  |  | 3 | IN STOCK
2025-02-07 10:37 | 0557-190392-3 | VALVE,HAND,0.50 IN,6000 PSI | 190392-3 | Tarkwa | N/A | 0 | N/A |  |  | 0 | OUT OF STOCK
2025-02-07 10:37 | 0558-190537-303 | VALVE ASSY,BALL,PNEU,0.25 IN | 190537-303 | Tarkwa | N/A | 1 | N/A |  |  | 1 | IN STOCK
2025-02-07 10:37 | 0559-190817-14 | DRIVER,PROBE,VIB,3300XL | 190817-14 | Tarkwa | N/A | 2 | N/A |  |  | 2 | IN STOCK
2025-02-07 10:37 | 0560-190817-141 | DRIVER,PROBE,VIB,3300XL | 190817-141 | Tarkwa | N/A | 1 | N/A |  |  | 1 | IN STOCK
2025-02-07 10:37 | 0561-190817-191 | DRIVER,PROBE,VIB,3300XL | 190817-191 | Tarkwa | N/A | 1 | N/A |  |  | 1 | IN STOCK
2025-02-07 10:37 | 0562-190817-91 | DRIVER,PROBE,VIB,3300XL | 190817-91 | Tarkwa | N/A | 3 | N/A |  |  | 3 | IN STOCK
2025-02-07 10:37 | 0563-190817-91 | DRIVER,PROBE,VIB,3300XL | 190817-91 | Tarkwa | N/A | 0 | N/A |  |  | 0 | OUT OF STOCK
2025-02-07 10:37 | 0564-190826-1 | GASKET,4.38 ID,5.62 OD,0.020 | 190826-1 | Tarkwa | N/A | 63 | N/A |  |  | 63 | IN STOCK
2025-02-07 10:37 | 0565-196685-1 | PLUG,BORESCOPE | 196685-1 | Tarkwa | N/A | 4 | N/A |  |  | 4 | IN STOCK
2025-02-07 10:37 | 0566-1062257-1 | VALVE,SOLENOID,3-WAY,0.25 IN | 1062257-1 | Tarkwa | N/A | 3 | N/A |  |  | 3 | IN STOCK
2025-02-07 10:37 | 0567-1067311-1 | VALVE,SOLENOID,3-WAY PSI | 1067311-1 | Tarkwa | N/A | 1 | N/A |  |  | 1 | IN STOCK
2025-02-07 10:37 | 0568-1088209-1300 | VALVE,CONTROL,GAS FUEL | 1088209-1300 | Tarkwa | N/A | 1 | N/A |  |  | 1 | IN STOCK
2025-02-07 10:37 | 0569-1088209-900 | VALVE,CONTROL,GAS FUEL | 1088209-900 | Tarkwa | N/A | 1 | N/A |  |  | 1 | IN STOCK
2025-02-07 10:37 | 0570-120029-7 | VALVE,CHECK,1.312 IN | 120029-7 | Tarkwa | N/A | 1 | N/A |  |  | 1 | IN STOCK
2025-02-07 10:37 | 0571-204559-1 | GASKET,6.00 ID,7.80 OD,0.032 | 204559-1 | Tarkwa | N/A | 4 | N/A |  |  | 4 | IN STOCK
2025-02-07 10:37 | 0572-918777C2 | DETECTOR, TEMP, RESISTANCE | 918777C2 | Tarkwa | N/A | 1 | N/A |  |  | 1 | IN STOCK
2025-02-07 10:37 | 0573-131230-6 | DETECTOR,TEMP,RESISTANCE | 131230-6 | Tarkwa | N/A | 2 | N/A |  |  | 2 | IN STOCK
2025-02-07 10:37 | 0574-918801C1 | DETECTOR,TEMP,RESISTANCE | 918801C1 | Tarkwa | N/A | 1 | N/A |  |  | 1 | IN STOCK
2025-02-07 10:37 | 0575-23600R1 | O-RING,SAE 023,BUNA-N | 23600R1 | Tarkwa | N/A | 100 | N/A |  |  | 100 | IN STOCK
2025-02-07 10:37 | 0576-301380-200 | INJECTOR,GAS,CONVENTIONAL | 301380-200 | Tarkwa | N/A | 21 | N/A |  |  | 21 | IN STOCK
2025-02-07 10:37 | 0577-301390-1 | GASKET,5.78 ID,8.6 OD,0.03125 | 301390-1 | Tarkwa | N/A | 1 | N/A |  |  | 1 | IN STOCK
2025-02-07 10:37 | 0578-301479-1 | COUPLING,SPLINED | 301479-1 | Tarkwa | N/A | 1 | N/A |  |  | 1 | IN STOCK
2025-02-07 10:37 | 0579-302951-200 | COUPLING,SHEAR | 302951-200 | Tarkwa | N/A | 0 | N/A |  |  | 0 | OUT OF STOCK
2025-02-07 10:37 | 0580-302951-30 | SET,BOLT,SHEAR | 302951-30 | Tarkwa | N/A | 2 | N/A |  |  | 2 | IN STOCK
2025-02-07 10:37 | 0581-303042-1 | GASKET,2.00 ID,3.39 OD,0.049 | 303042-1 | Tarkwa | N/A | 8 | N/A |  |  | 8 | IN STOCK
2025-02-07 10:37 | 0582-303597-1 | GASKET,0.049 IN,METALLIC | 303597-1 | Tarkwa | N/A | 20 | N/A |  |  | 20 | IN STOCK
2025-02-07 10:37 | 0583-304209-100 | PLUG,BORESCOPE | 304209-100 | Tarkwa | N/A | 1 | N/A |  |  | 1 | IN STOCK
2025-02-07 10:37 | 0584-304223-100 | GASKET,3.76 X 2.86IN,.062THK | 304223-100 | Tarkwa | N/A | 374 | N/A |  |  | 374 | IN STOCK
2025-02-07 10:37 | 0585-304649-100 | GASKET,2.82 ID,5.63 OD,0.078 | 304649-100 | Tarkwa | N/A | 27 | N/A |  |  | 27 | IN STOCK
2025-02-07 10:37 | 0586-361904-1 | GASKET 3.32 | 361904-1 | Tarkwa | N/A | 1 | N/A |  |  | 1 | IN STOCK
2025-02-07 10:37 | 0587-371544R1 | O-RING,SAE 015,BUNA-N | 371544R1 | Tarkwa | N/A | 250 | N/A |  |  | 250 | IN STOCK
2025-02-07 10:37 | 0588-600165C1 | KIT, REPAIR, REGULATOR, | 600165C1 | Tarkwa | N/A | 4 | N/A |  |  | 4 | IN STOCK
2025-02-07 10:37 | 0589-997692C1 | KIT,REPAIR,REGULATOR,PRESSURE | 997692C1 | Tarkwa | N/A | 1 | N/A |  |  | 1 | IN STOCK
2025-02-07 10:37 | 0590-600357C1 | KIT,REPAIR,VALVE | 600357C1 | Tarkwa | N/A | 2 | N/A |  |  | 2 | IN STOCK
2025-02-07 10:37 | 0591-600755C1 | REPLACEMENT, SEATS/PACKING | 600755C1 | Tarkwa | N/A | 1 | N/A |  |  | 1 | IN STOCK
2025-02-07 10:37 | 0592-600910C1 | PROTECTOR,SURGE | 600910C1 | Tarkwa | N/A | 1 | N/A |  |  | 1 | IN STOCK
2025-02-07 10:37 | 0593-601564C1 | KIT,REPAIR,MAJOR | 601564C1 | Tarkwa | N/A | 1 | N/A |  |  | 1 | IN STOCK
2025-02-07 10:37 | 0594-601887C1 | GASKET,REPLACEMENT,FILTER | 601887C1 | Tarkwa | N/A | 5 | N/A |  |  | 5 | IN STOCK
2025-02-07 10:37 | 0595-601887C1 | GASKET,REPLACEMENT,FILTER | 601887C1 | Tarkwa | N/A | 0 | N/A |  |  | 0 | OUT OF STOCK
2025-02-07 10:37 | 0596-602759C1 | KIT,REPAIR,SEALS,VALVE | 602759C1 | Tarkwa | N/A | 3 | N/A |  |  | 3 | IN STOCK
2025-02-07 10:37 | 0597-602759C1 | KIT,REPAIR,SEALS,VALVE | 602759C1 | Tarkwa | N/A | 0 | N/A |  |  | 0 | OUT OF STOCK
2025-02-07 10:37 | 0598-602811C1 | GASKET,PTFE | 602811C1 | Tarkwa | N/A | 10 | N/A |  |  | 10 | IN STOCK
2025-02-07 10:37 | 0599-603006C1 | GASKET,FULL FACE,1. | 603006C1 | Tarkwa | N/A | 0 | N/A |  |  | 0 | OUT OF STOCK
2025-02-07 10:37 | 0600-603080C1 | ELEMENT,FLTR,WIRE MESH | 603080C1 | Tarkwa | N/A | 0 | N/A |  |  | 0 | OUT OF STOCK
2025-02-07 10:37 | 0601-603135C1 | KIT,REPAIR,REGULATO | 603135C1 | Tarkwa | N/A | 0 | N/A |  |  | 0 | OUT OF STOCK
2025-02-07 10:37 | 0602-603139C1 | KIT,REPAIR,REGULATOR,TEMP 120F | 603139C1 | Tarkwa | N/A | 1 | N/A |  |  | 1 | IN STOCK
2025-02-07 10:37 | 0603-603879C1 | KIT, REPAIR, ACTUACTOR, SEALS | 603879C1 | Tarkwa | N/A | 1 | N/A |  |  | 1 | IN STOCK
2025-02-07 10:37 | 0604-603880C1 | TOOL, KEEPER PLATE, VALVE SPRING | 603880C1 | Tarkwa | N/A | 1 | N/A |  |  | 1 | IN STOCK
2025-02-07 10:37 | 0605-1007874-1 | DIODE,FORWARD,1200 V,125 A | 1007874-1 | Tarkwa | N/A | 9 | N/A |  |  | 9 | IN STOCK
2025-02-07 10:37 | 0606-1007875-1 | DIODE,REVERSE,1200 V,125 A | 1007875-1 | Tarkwa | N/A | 12 | N/A |  |  | 12 | IN STOCK
2025-02-07 10:37 | 0607-702008C1 | ELEMENT, FLTR, AIR, CYL, SYNTH, F9 | 702008C1 | Tarkwa | N/A | 3 | N/A |  |  | 3 | IN STOCK
2025-02-07 10:37 | 0608-70-30093-1 | TAPE,FOAM | 70-30093-1 | Tarkwa | N/A | 0 | N/A |  |  | 0 | OUT OF STOCK
2025-02-07 10:37 | 0609-70-30104-1 | DETECTOR, THERMAL | 70-30104-1 | Tarkwa | N/A | 1 | N/A |  |  | 1 | IN STOCK
2025-02-07 10:37 | 0610-70-30140-3 | SWITCH,DP,SPDT,AIR | 70-30140-3 | Tarkwa | N/A | 1 | N/A |  |  | 1 | IN STOCK
2025-02-07 10:37 | 0611-70-30148-1 | DISCHARGE HEAD | 70-30148-1 | Tarkwa | N/A | 2 | N/A |  |  | 2 | IN STOCK
2025-02-07 10:37 | 0612-70-30296-1 | CLIP,GRATING | 70-30296-1 | Tarkwa | N/A | 20 | N/A |  |  | 20 | IN STOCK
2025-02-07 10:37 | 0613-70-31237-1 | MAGNET,CALIBRATION | 70-31237-1 | Tarkwa | N/A | 0 | N/A |  |  | 0 | OUT OF STOCK
2025-02-07 10:37 | 0614-80-30549-100 | LUBRICANT, GEL, ANTI-SEIZE | 80-30549-100 | Tarkwa | N/A | 2 | N/A |  |  | 2 | IN STOCK
2025-02-07 10:37 | 0615-903218C1 | O-RING,SAE 010,VITON | 903218C1 | Tarkwa | N/A | 500 | N/A |  |  | 500 | IN STOCK
2025-02-07 10:37 | 0616-903249C1 | O-RING,SAE 237,VITON | 903249C1 | Tarkwa | N/A | 0 | N/A |  |  | 0 | OUT OF STOCK
2025-02-07 10:37 | 0617-903249C1 | O-RING,SAE 237,VITON | 903249C1 | Tarkwa | N/A | 11 | N/A |  |  | 11 | IN STOCK
2025-02-07 10:37 | 0618-903253C1 | O-RING,SAE 245,VITON | 903253C1 | Tarkwa | N/A | 39 | N/A |  |  | 39 | IN STOCK
2025-02-07 10:37 | 0619-903268C1 | O-RING,SAE 908,VITON | 903268C1 | Tarkwa | N/A | 26 | N/A |  |  | 26 | IN STOCK
2025-02-07 10:37 | 0620-903315C1 | GASKET,0.77 ID,METALLIC,SPARK | 903315C1 | Tarkwa | N/A | 25 | N/A |  |  | 25 | IN STOCK
2025-02-07 10:37 | 0621-903316C1 | SPARK PLUG | 903316C1 | Tarkwa | N/A | 8 | N/A |  |  | 8 | IN STOCK
2025-02-07 10:37 | 0622-903509C1 | O-RING,SAE 219,VITON | 903509C1 | Tarkwa | N/A | 90 | N/A |  |  | 90 | IN STOCK
2025-02-07 10:37 | 0623-903509C1 | O-RING,SAE 219,VITON | 903509C1 | Tarkwa | N/A | 0 | N/A |  |  | 0 | OUT OF STOCK
2025-02-07 10:37 | 0624-903732C1 | O-RING,SAE 225,VITON | 903732C1 | Tarkwa | N/A | 91 | N/A |  |  | 91 | IN STOCK
2025-02-07 10:37 | 0625-903752C1 | O-RING,SAE 932,VITON | 903752C1 | Tarkwa | N/A | 24 | N/A |  |  | 24 | IN STOCK
2025-02-07 10:37 | 0626-908489C1 | GLASS,SIGHT | 908489C1 | Tarkwa | N/A | 1 | N/A |  |  | 1 | IN STOCK
2025-02-07 10:37 | 0627-908539C1 | TRANSFORMER | 908539C1 | Tarkwa | N/A | 1 | N/A |  |  | 1 | IN STOCK
2025-02-07 10:37 | 0628-908590C1 | DIODE,ZENER,REVERSE | 908590C1 | Tarkwa | N/A | 250 | N/A |  |  | 250 | IN STOCK
2025-02-07 10:37 | 0629-908700C2 | LAMP,INCANDESCENT,CLEAR,28 VDC | 908700C2 | Tarkwa | N/A | 61 | N/A |  |  | 61 | IN STOCK
2025-02-07 10:37 | 0630-910380C4 | VALVE,SOLENOID,3-WAY,24 VDC | 910380C4 | Tarkwa | N/A | 3 | N/A |  |  | 3 | IN STOCK
2025-02-07 10:37 | 0631-910380C4 | VALVE,SOLENOID,3-WAY,24 VDC | 910380C4 | Tarkwa | N/A | 0 | N/A |  |  | 0 | OUT OF STOCK
2025-02-07 10:37 | 0632-912137C1 | RESISTOR,0.25 W,10000 OHM | 912137C1 | Tarkwa | N/A | 500 | N/A |  |  | 500 | IN STOCK
2025-02-07 10:37 | 0633-912642C1 | O-RING,SAE 228,VITON | 912642C1 | Tarkwa | N/A | 20 | N/A |  |  | 20 | IN STOCK
2025-02-07 10:37 | 0634-912740C1 | SEAL,METALLIC | 912740C1 | Tarkwa | N/A | 10 | N/A |  |  | 10 | IN STOCK
2025-02-07 10:37 | 0635-912740C1 | SEAL,METALLIC | 912740C1 | Tarkwa | N/A | 0 | N/A |  |  | 0 | OUT OF STOCK
2025-02-07 10:37 | 0636-912755C1 | SEAL,METALLIC | 912755C1 | Tarkwa | N/A | 4 | N/A |  |  | 4 | IN STOCK
2025-02-07 10:37 | 0637-915300C1 | WIRE,SAFETY,0.020 IN,302/304 | 915300C1 | Tarkwa | N/A | 1 | N/A |  |  | 1 | IN STOCK
2025-02-07 10:37 | 0638-915498C1 | VALVE,CHECK,1 IN | 915498C1 | Tarkwa | N/A | 1 | N/A |  |  | 1 | IN STOCK
2025-02-07 10:37 | 0639-917560C2 | EXCITER | 917560C2 | Tarkwa | N/A | 2 | N/A |  |  | 2 | IN STOCK
2025-02-07 10:37 | 0640-918201C2 | VALVE,HAND,BALL,0.75 IN | 918201C2 | Tarkwa | N/A | 1 | N/A |  |  | 1 | IN STOCK
2025-02-07 10:37 | 0641-918567C1 | GASKET,0.777 ID,1.040 OD,0.096 | 918567C1 | Tarkwa | N/A | 7 | N/A |  |  | 7 | IN STOCK
2025-02-07 10:37 | 0642-918567C1 | GASKET,0.777 ID,1.040 OD,0.096 | 918567C1 | Tarkwa | N/A | 0 | N/A |  |  | 0 | OUT OF STOCK
2025-02-07 10:37 | 0643-919340C2 | CABLE,IGNITION,59.0 IN | 919340C2 | Tarkwa | N/A | 2 | N/A |  |  | 2 | IN STOCK
2025-02-07 10:37 | 0644-945718C1 | GASKET,HSG,STARTER,GAS | 945718C1 | Tarkwa | N/A | 40 | N/A |  |  | 40 | IN STOCK
2025-02-07 10:37 | 0645-950000C1 | O-RING,SAE 121,VITON | 950000C1 | Tarkwa | N/A | 20 | N/A |  |  | 20 | IN STOCK
2025-02-07 10:37 | 0646-950001C1 | O-RING,SAE 460,VITON | 950001C1 | Tarkwa | N/A | 16 | N/A |  |  | 16 | IN STOCK
2025-02-07 10:37 | 0647-950238C1 | GASKET,NON-METALLIC,BUNA-N | 950238C1 | Tarkwa | N/A | 2 | N/A |  |  | 2 | IN STOCK
2025-02-07 10:37 | 0648-951447C5 | VALVE,SOLENOID | 951447C5 | Tarkwa | N/A | 3 | N/A |  |  | 3 | IN STOCK
2025-02-07 10:37 | 0649-951447C5 | VALVE,SOLENOID | 951447C5 | Tarkwa | N/A | 0 | N/A |  |  | 0 | OUT OF STOCK
2025-02-07 10:37 | 0650-951906C1 | PLUG,BORESCOPE | 951906C1 | Tarkwa | N/A | 4 | N/A |  |  | 4 | IN STOCK
2025-02-07 10:37 | 0651-951907C1 | PLUG,BORESCOPE | 951907C1 | Tarkwa | N/A | 64 | N/A |  |  | 64 | IN STOCK
2025-02-07 10:37 | 0652-951908C1 | PLUG,BORESCOPE | 951908C1 | Tarkwa | N/A | 8 | N/A |  |  | 8 | IN STOCK
2025-02-07 10:37 | 0653-953048C1 | RESISTOR,0.1 W,20000 OHM,+/-1 | 953048C1 | Tarkwa | N/A | 5 | N/A |  |  | 5 | IN STOCK
2025-02-07 10:37 | 0654-954288C1 | CONTROL HEAD,ELECTRIC | 954288C1 | Tarkwa | N/A | 1 | N/A |  |  | 1 | IN STOCK
2025-02-07 10:37 | 0655-960239C1 | SEAL,EXTRUSION | 960239C1 | Tarkwa | N/A | 6 | N/A |  |  | 6 | IN STOCK
2025-02-07 10:37 | 0656-960592C1 | DIODE | 960592C1 | Tarkwa | N/A | 10 | N/A |  |  | 10 | IN STOCK
2025-02-07 10:37 | 0657-961195C1 | PLUG,BORESCOPE | 961195C1 | Tarkwa | N/A | 2 | N/A |  |  | 2 | IN STOCK
2025-02-07 10:37 | 0658-963859C1 | GASKET,SPIRAL,3.0,CL600,RF,304 | 963859C1 | Tarkwa | N/A | 8 | N/A |  |  | 8 | IN STOCK
2025-02-07 10:37 | 0659-964686C1 | LOCKWASHER,SPLIT,0. | 964686C1 | Tarkwa | N/A | 0 | N/A |  |  | 0 | OUT OF STOCK
2025-02-07 10:37 | 0660-964905C1 | BLOCK,MOUNTING,BARRIER SYS | 964905C1 | Tarkwa | N/A | 47 | N/A |  |  | 47 | IN STOCK
2025-02-07 10:37 | 0661-965193C1 | GASKET,0.887 ID,1.187 OD,0.099 | 965193C1 | Tarkwa | N/A | 8 | N/A |  |  | 8 | IN STOCK
2025-02-07 10:37 | 0662-965193C1 | GASKET,0.887 ID,1.187 OD,0.099 | 965193C1 | Tarkwa | N/A | 0 | N/A |  |  | 0 | OUT OF STOCK
2025-02-07 10:37 | 0663-967664C1 | VALVE,RELIEF,0.375 IN PSI | 967664C1 | Tarkwa | N/A | 1 | N/A |  |  | 1 | IN STOCK
2025-02-07 10:37 | 0664-967688C1 | SEAL,METALLIC | 967688C1 | Tarkwa | N/A | 17 | N/A |  |  | 17 | IN STOCK
2025-02-07 10:37 | 0665-967688C1 | SEAL,METALLIC | 967688C1 | Tarkwa | N/A | 0 | N/A |  |  | 0 | OUT OF STOCK
2025-02-07 10:37 | 0666-981089C1 | RESISTOR,1.0 W,1000 OHM,+/-1% | 981089C1 | Tarkwa | N/A | 5 | N/A |  |  | 5 | IN STOCK
2025-02-07 10:37 | 0667-981090C1 | RESISTOR,1.0 W,3010 OHM,+/-1% | 981090C1 | Tarkwa | N/A | 4 | N/A |  |  | 4 | IN STOCK
2025-02-07 10:37 | 0668-991260C1 | THERMOSTAT | 991260C1 | Tarkwa | N/A | 1 | N/A |  |  | 1 | IN STOCK
2025-02-07 10:37 | 0669-991839C1 | KIT,REPAIR,VALVE,BALL | 991839C1 | Tarkwa | N/A | 6 | N/A |  |  | 6 | IN STOCK
2025-02-07 10:37 | 0670-993497C1 | SET,BOLT,SHEAR | 993497C1 | Tarkwa | N/A | 0 | N/A |  |  | 0 | OUT OF STOCK
2025-02-07 10:37 | 0671-994715C1 | KIT,REPAIR,MINOR | 994715C1 | Tarkwa | N/A | 1 | N/A |  |  | 1 | IN STOCK
2025-02-07 10:37 | 0672-994731C1 | KIT,REPAIR,REGULATOR,PRESSURE | 994731C1 | Tarkwa | N/A | 5 | N/A |  |  | 5 | IN STOCK
2025-02-07 10:37 | 0673-995096C1 | KIT,REPAIR,MINOR | 995096C1 | Tarkwa | N/A | 1 | N/A |  |  | 1 | IN STOCK
2025-02-07 10:37 | 0674-995389C1 | FUSE,8.0 A,250 V | 995389C1 | Tarkwa | N/A | 59 | N/A |  |  | 59 | IN STOCK
2025-02-07 10:37 | 0675-995389C1 | FUSE,8.0 A,250 V | 995389C1 | Tarkwa | N/A | 0 | N/A |  |  | 0 | OUT OF STOCK
2025-02-07 10:37 | 0676-996504B1 | KIT,RETROFIT,REGULATOR,PRESS | 996504B1 | Tarkwa | N/A | 3 | N/A |  |  | 3 | IN STOCK
2025-02-07 10:37 | 0677-996504B1 | KIT,RETROFIT,REGULATOR,PRESS | 996504B1 | Tarkwa | N/A | 0 | N/A |  |  | 0 | OUT OF STOCK
2025-02-07 10:37 | 0678-996504C1 | KIT,REPAIR,MINOR,REGULATOR | 996504C1 | Tarkwa | N/A | 2 | N/A |  |  | 2 | IN STOCK
2025-02-07 10:37 | 0679-997318C1 | PROBE,PROXIMITY | 997318C1 | Tarkwa | N/A | 2 | N/A |  |  | 2 | IN STOCK
2025-02-07 10:37 | 0680-997396C1 | KIT,REPAIR,VALVE | 997396C1 | Tarkwa | N/A | 12 | N/A |  |  | 12 | IN STOCK
2025-02-07 10:37 | 0681-997674C1 | COUPLING,CUSHION,PMP/MTR,LUBE | 997674C1 | Tarkwa | N/A | 1 | N/A |  |  | 1 | IN STOCK
2025-02-07 10:37 | 0682-997866C1 | SENSOR ASSY | 997866C1 | Tarkwa | N/A | 1 | N/A |  |  | 1 | IN STOCK
2025-02-07 10:37 | 0683-998072C1 | COIL SOLENOIDE VALVE | 998072C1 | Tarkwa | N/A | 1 | N/A |  |  | 1 | IN STOCK
2025-02-07 10:37 | 0684-998318C1 | DETECTOR,TEMP,RESISTANCE | 998318C1 | Tarkwa | N/A | 1 | N/A |  |  | 1 | IN STOCK
2025-02-07 10:37 | 0685-998367C1 | SEALANT | 998367C1 | Tarkwa | N/A | 0 | N/A |  |  | 0 | OUT OF STOCK
2025-02-07 10:37 | 0686-998501C1 | CARD,COMMUNICATION | 998501C1 | Tarkwa | N/A | 2 | N/A |  |  | 2 | IN STOCK
2025-02-07 10:37 | 0687-998505C1 | KIT,REPAIR,MAJOR | 998505C1 | Tarkwa | N/A | 1 | N/A |  |  | 1 | IN STOCK
2025-02-07 10:37 | 0688-998649C1 | CONTACTOR | 998649C1 | Tarkwa | N/A | 1 | N/A |  |  | 1 | IN STOCK
2025-02-07 10:37 | 0689-998724C1 | CONTACTOR | 998724C1 | Tarkwa | N/A | 1 | N/A |  |  | 1 | IN STOCK
2025-02-07 10:37 | 0690-999263C1 | CABLE,VIB PROBE EXT,4.5 | 999263C1 | Tarkwa | N/A | 2 | N/A |  |  | 2 | IN STOCK
2025-02-07 10:37 | 0691-999295C1 | THERMISTOR | 999295C1 | Tarkwa | N/A | 3 | N/A |  |  | 3 | IN STOCK
2025-02-07 10:37 | 0692-E1042016-2400 | ACTUATOR,LINEAR,ELE | E1042016-2400 | Tarkwa | N/A | 0 | N/A |  |  | 0 | OUT OF STOCK
2025-02-07 10:37 | 0693-E1799637-100 | VALVE,BLEED,ELECTRI | E1799637-100 | Tarkwa | N/A | 0 | N/A |  |  | 0 | OUT OF STOCK
2025-02-07 10:37 | 0694-FT30205-101 | TOOL,SPECIAL SCREWD | FT30205-101 | Tarkwa | N/A | 0 | N/A |  |  | 0 | OUT OF STOCK
2025-02-07 10:37 | 0695-FT30205-101 | TOOL,SPECIAL SCREWDRIVER, | FT30205-101 | Tarkwa | N/A | 0 | N/A |  |  | 0 | OUT OF STOCK
2025-02-07 10:37 | 0696-FT30303-101 | TOOL,KIT,GUIDE TUBES,BORESCOPE, | FT30303-101 | Tarkwa | N/A | 0 | N/A |  |  | 0 | OUT OF STOCK
2025-02-07 10:37 | 0697-FT30421-100 | ALIGNMENT TOOLS | FT30421-100 | Tarkwa | N/A | 0 | N/A |  |  | 0 | OUT OF STOCK
2025-02-07 10:37 | 0698-30618-102 | ALIGNMENT TOOLS | 30618-102 | Tarkwa | N/A | 0 | N/A |  |  | 0 | OUT OF STOCK
2025-02-07 10:37 | 0699-FT30618-102 | ALIGNMENT TOOLS | FT30618-102 | Tarkwa | N/A | 0 | N/A |  |  | 0 | OUT OF STOCK
2025-02-07 10:37 | 0700-FT30635-101 | ALIGNMENT TOOLS | FT30635-101 | Tarkwa | N/A | 0 | N/A |  |  | 0 | OUT OF STOCK
2025-02-07 10:37 | 0701-30637-101 | ALIGNMENT TOOLS | 30637-101 | Tarkwa | N/A | 0 | N/A |  |  | 0 | OUT OF STOCK
2025-02-07 10:37 | 0702-FT33013-102 | KIT,TOOL,INSTALLATI | FT33013-102 | Tarkwa | N/A | 0 | N/A |  |  | 0 | OUT OF STOCK
2025-02-07 10:37 | 0703-FT33015-101 | TOOL,LIFT,HUB,GB,T1 | FT33015-101 | Tarkwa | N/A | 0 | N/A |  |  | 0 | OUT OF STOCK
2025-02-07 10:37 | 0704-FT33016-100 | KIT,SEPARATION,ENGI | FT33016-100 | Tarkwa | N/A | 0 | N/A |  |  | 0 | OUT OF STOCK
2025-02-07 10:37 | 0705-FT33050 | SOCKET,LOCKNUT,GBOX | FT33050 | Tarkwa | N/A | 0 | N/A |  |  | 0 | OUT OF STOCK
2025-02-07 10:37 | 0706-FT33076-103 | KIT,TOOL,INSTL/RMVL | FT33076-103 | Tarkwa | N/A | 0 | N/A |  |  | 0 | OUT OF STOCK
2025-02-07 10:37 | 0707-FT33198-1 | GAGE,ADJMT,IGV | FT33198-1 | Tarkwa | N/A | 1 | N/A |  |  | 1 | IN STOCK
2025-02-07 10:37 | 0708-FT33303-102 | TOOL,GUIDE TUBE,BOR | FT33303-102 | Tarkwa | N/A | 0 | N/A |  |  | 0 | OUT OF STOCK
2025-02-07 10:37 | 0709-FT33306-100 | TOOL,GUIDE TUBE,BORESCOPE | FT33306-100 | Tarkwa | N/A | 1 | N/A |  |  | 1 | IN STOCK
2025-02-07 10:37 | 0710-FT33512-101 | CART,ENGINE HANDLIN | FT33512-101 | Tarkwa | N/A | 0 | N/A |  |  | 0 | OUT OF STOCK
2025-02-07 10:37 | 0711-FT33604-100 | PULLER,ENGINE/TRUNNION SPRT | FT33604-100 | Tarkwa | N/A | 0 | N/A |  |  | 0 | OUT OF STOCK
2025-02-07 10:37 | 0712-FT51010-104 | TESTER,SET, TURB EL | FT51010-104 | Tarkwa | N/A | 0 | N/A |  |  | 0 | OUT OF STOCK
2025-02-07 10:37 | 0713-FT61014-101 | TOOL, TORQUE WRENCH | FT61014-101 | Tarkwa | N/A | 1 | N/A |  |  | 1 | IN STOCK
2025-02-07 10:37 | 0714-FT61016 | WRENCH,CHAIN | FT61016 | Tarkwa | N/A | 0 | N/A |  |  | 0 | OUT OF STOCK
2025-02-07 10:37 | 0715-FT61090 | WRENCH,STRAP | FT61090 | Tarkwa | N/A | 0 | N/A |  |  | 0 | OUT OF STOCK
2025-02-07 10:37 | 0716-FT61200-101 | TOOL,LIFT,ENCL DOOR | FT61200-101 | Tarkwa | N/A | 0 | N/A |  |  | 0 | OUT OF STOCK
2025-02-07 10:37 | 0717-FT67001 | ALIGNMENT TOOLS | FT67001 | Tarkwa | N/A | 0 | N/A |  |  | 0 | OUT OF STOCK
2025-02-07 10:37 | 0718-FT67020-101 | TOOL,PRESSURE MEASU | FT67020-101 | Tarkwa | N/A | 0 | N/A |  |  | 0 | OUT OF STOCK
2025-02-07 10:37 | 0719-FT67022-201 | KIT,TOOL,TUBE BENDI | FT67022-201 | Tarkwa | N/A | 0 | N/A |  |  | 0 | OUT OF STOCK
2025-02-07 10:37 | 0720-FT67026 | TOOL,TERMINALS,WIRE | FT67026 | Tarkwa | N/A | 0 | N/A |  |  | 0 | OUT OF STOCK
2025-02-07 10:37 | 0721-FT67032-100 | TOOL,TUBE,FIELD REP | FT67032-100 | Tarkwa | N/A | 0 | N/A |  |  | 0 | OUT OF STOCK
2025-02-07 10:37 | 0722-FT67073-200 | TOOL, REPLACEMENT FITTINGS | FT67073-200 | Tarkwa | N/A | 0 | N/A |  |  | 0 | OUT OF STOCK
2025-02-07 10:37 | 0723-FT67101-1004 | ALIGNMENT TOOLS | FT67101-1004 | Tarkwa | N/A | 0 | N/A |  |  | 0 | OUT OF STOCK
2025-02-07 10:37 | 0724-FT67101-104 | ALIGNMENT TOOLS | FT67101-104 | Tarkwa | N/A | 10 | N/A |  |  | 10 | IN STOCK
2025-02-20 14:31 | 0725- | Turbine | [7 empty] | 0 | OUT OF STOCK
Formulas:
DATE IN = IF([ITEM DESCRIPTION]<>"",IF([DATE IN]="",NOW(),[DATE IN]),"")
STOCK CONTROL FOR SOLAR PARTS
This shape represents a table slicer. Table slicers are not supported in this version of Excel. If the shape was modified in an earlier version of Excel, or if the workbook was saved in Excel 2007 or earlier, the slicer can't be used.
This shape represents a table slicer. Table slicers are not supported in this version of Excel. If the shape was modified in an earlier version of Excel, or if the workbook was saved in Excel 2007 or earlier, the slicer can't be used.
This shape represents a table slicer. Table slicers are not supported in this version of Excel. If the shape was modified in an earlier version of Excel, or if the workbook was saved in Excel 2007 or earlier, the slicer can't be used.

## CHIRANO DATASET
PRODUCT ID | ITEM DESCRIPTION | PART NUMBER | SITE | ITEM TYPE | QTY IN | UNIT | DATE OF QTY USED | QTY USED | BALANCE | REMARKS
0001-173101-1 | BOLT HEX | 173101-1 | Chirano | Consumable | 10 | Pcs |  |  | 10 | IN STOCK
0002-120022-7 | BOLT HEX 0.375-16 X1.25 | 120022-7 | Chirano | Consumable | 10 | Pcs |  |  | 10 | IN STOCK
0003-120033-9 | BOLT 12 POINT. 0.625-11X | 120033-9 | Chirano | Consumable | 0 | Pcs |  |  | 0 | OUT OF STOCK
0004-912642C1 | O-RING SAE, VITON | 912642C1 | Chirano | Consumable | 20 | Pcs |  |  | 20 | IN STOCK
0005-190817-191 | PROXIMITOR SENSOR | 190817-191 | Tarkwa | Consumable | 1 | Pcs |  |  | 1 | IN STOCK
0006-2010303-1 | KIT ELEMENT COALESCER OIL | 2010303-1 | Chirano | Consumable | 1 | Set |  |  | 1 | IN STOCK
0007-40008108 | SEALING FOR FILTER | 40008108 | Chirano | Consumable | 2 | Set |  |  | 2 | IN STOCK
0008-1739421-1 | SEALING FOR FILTER | 1739421-1 | Tarkwa | Consumable | 4 | Pcs |  |  | 4 | IN STOCK
0009-304649-100 | GASKET, 2.82 | 304649-100 | Tarkwa | Consumable | 6 | Pcs |  |  | 6 | IN STOCK
0010-912642C1 | O-RING SAE, VITON | 912642C1 | Tarkwa | Consumable | 12 | Pcs |  |  | 12 | IN STOCK
0011-120033-9 | O-RING SAE, VITON | 120033-9 | Tarkwa | Consumable | 0 | Pcs |  |  | 0 | OUT OF STOCK
0012-1426550-10 | ELEMENT FILTER OIL CYL | 1426550-10 | Tarkwa | Consumable | 1 | Pcs |  |  | 1 | IN STOCK
0013-1089240-3 | MODULE FLEX | 1089240-3 | Tarkwa | Consumable | 1 | Pcs |  |  | 1 | IN STOCK
0014-67792002 | C-SEAL | 67792002 | Tarkwa | Consumable | 6 | Pcs |  |  | 6 | IN STOCK
0015-120022-7 | BOLT HEX 0.375-16 X1.25 | 120022-7 | Tarkwa | Consumable | 22 | Pcs |  |  | 22 | IN STOCK
0016-1449166-1 | ELEMENT FILTER AIR CART CYL | 1449166-1 | Tarkwa | Consumable | 1 | Pcs |  |  | 1 | IN STOCK
0017-304223-100 | GASKET INJECTOR | 304223-100 | Tarkwa | Consumable | 4 | Pcs |  |  | 4 | IN STOCK
0018-1060817-10 | GAS FUEL FILTER | 1060817-10 | Tarkwa | Consumable | 2 | Pcs |  |  | 2 | IN STOCK
0019-1425291-6/1425291-9 | O-RING SAE, VITON | 1425291-6/1425291-9 | Tarkwa | Consumable | 2 | Pcs |  |  | 2 | IN STOCK
0020-1007799 | O-RING SAE, VITON | 1007799 | Tarkwa | Consumable | 6 | Pcs |  |  | 6 | IN STOCK
0021-1008726 | O-RING SAE, VITON | 1008726 | Tarkwa | Consumable | 2 | Pcs |  |  | 2 | IN STOCK
0022-4270479 | O-RING SAE, VITON | 4270479 | Tarkwa | Consumable | 1 | Pcs |  |  | 1 | IN STOCK
0023-1060817-50 | KIT ELEMENT CATRIDGE | 1060817-50 | Chirano | Consumable | 1 | Pcs |  |  | 1 | IN STOCK
0024-1426550-10 | ELEMENT FILTER OIL CYL | 1426550-10 | Chirano | Consumable | 3 | Pcs |  |  | 3 | IN STOCK
0025-1425291-6 | ELEMENT OIL FILTER | 1425291-6 | Chirano | Consumable | 5 | Pcs |  |  | 5 | IN STOCK
0026-1449166-1 | ELEMENT AIR FIBRE GLASS | 1449166-1 | Chirano | Consumable | 2 | Pcs |  |  | 2 | IN STOCK
0027-1425291-6 | ELEMENT OIL FILTER | 1425291-6 | Tarkwa | Consumable | 3 | Pcs |  |  | 3 | IN STOCK
0028-FT61012-100 | RELAY | FT61012-100 | Tarkwa | Tool | 1 | Box |  |  | 1 | IN STOCK
0029-FT67022 | TUBE BENDING KIT | FT67022 | Tarkwa | Tool | 1 | Box |  |  | 1 | IN STOCK
0030-FT33050 | TUBE BENDING KIT | FT33050 | Tarkwa | Tool | 1 | Box |  |  | 1 | IN STOCK
0031-FT33012-102 | TUBE BENDING KIT | FT33012-102 | Tarkwa | Tool | 1 | Box |  |  | 1 | IN STOCK
0032-1043265-1 | TUBE BENDING KIT | 1043265-1 | Chirano | Project Surplus | 10 | Pcs |  |  | 10 | IN STOCK
0033-1559371-72 | TUBE BENDING KIT | 1559371-72 | Chirano | Project Surplus | 2 | Pcs |  |  | 2 | IN STOCK
0034-1061979-1 | RELAY | 1061979-1 | Chirano | Project Surplus | 8 | Pcs |  |  | 8 | IN STOCK
0035-1066730-16 | RELAY | 1066730-16 | Chirano | Project Surplus | 20 | Pcs |  |  | 20 | IN STOCK
0036-11133867 | RELAY | 11133867 | Chirano | Project Surplus | 11 | Pcs |  |  | 11 | IN STOCK
0037-11133866 | RELAY | 11133866 | Chirano | Project Surplus | 20 | Pcs |  |  | 20 | IN STOCK
0038-960827C1 | RELAY | 960827C1 | Chirano | Project Surplus | 1 | Pcs |  |  | 1 | IN STOCK
0039-1053052-86 | RELAY | 1053052-86 | Chirano | Project Surplus | 1 | Pcs |  |  | 1 | IN STOCK
0040-11133376 | RELAY | 11133376 | Chirano | Project Surplus | 4 | Pcs |  |  | 4 | IN STOCK
0041-11210026 | RELAY | 11210026 | Chirano | Project Surplus | 1 | Pcs |  |  | 1 | IN STOCK
0042-1066730-8 | RELAY | 1066730-8 | Chirano | Project Surplus | 1 | Pcs |  |  | 1 | IN STOCK
0043-1066730-17 | RELAY | 1066730-17 | Chirano | Project Surplus | 5 | Pcs |  |  | 5 | IN STOCK
0044-1066730-7 | RELAY | 1066730-7 | Chirano | Project Surplus | 16 | Pcs |  |  | 16 | IN STOCK
0045-1113249 | RELAY | 1113249 | Chirano | Project Surplus | 4 | Pcs |  |  | 4 | IN STOCK
0046-1113251 | RELAY | 1113251 | Chirano | Project Surplus | 6 | Pcs |  |  | 6 | IN STOCK
0047-1113252 | RELAY | 1113252 | Chirano | Project Surplus | 6 | Pcs |  |  | 6 | IN STOCK
0048-1113255 | RELAY | 1113255 | Chirano | Project Surplus | 4 | Pcs |  |  | 4 | IN STOCK
0049-1113253 | RELAY | 1113253 | Chirano | Project Surplus | 6 | Pcs |  |  | 6 | IN STOCK
0050-1113250 | RELAY | 1113250 | Chirano | Project Surplus | 4 | Pcs |  |  | 4 | IN STOCK
0051-1043265-3 | RELAY | 1043265-3 | Chirano | Project Surplus | 4 | Pcs |  |  | 4 | IN STOCK
0052-1043265-4 | RELAY | 1043265-4 | Chirano | Project Surplus | 4 | Pcs |  |  | 4 | IN STOCK
0053-1043265-5 | RELAY | 1043265-5 | Chirano | Project Surplus | 6 | Pcs |  |  | 6 | IN STOCK
0054-1043265-6 | RELAY | 1043265-6 | Chirano | Project Surplus | 6 | Pcs |  |  | 6 | IN STOCK
0055-1043265-7 | RELAY | 1043265-7 | Chirano | Project Surplus | 6 | Pcs |  |  | 6 | IN STOCK
0056-1043265-9 | RELAY | 1043265-9 | Chirano | Project Surplus | 4 | Pcs |  |  | 4 | IN STOCK
0057-136845-1 | GASKET 1.85*62IN | 136845-1 | Tarkwa | Consumable | 5 | Pcs |  |  | 5 | IN STOCK
0058-1043265-6 | FUSE 15A | 1043265-6 | Tarkwa | Consumable | 15 | Pcs |  |  | 15 | IN STOCK
0059-1056244-2 | MODULE FIRE SYSTEM POWER | 1056244-2 | Tarkwa | Consumable | 2 | Pcs |  |  | 2 | IN STOCK
0060-603986C1 | KITOIL SAMPLING | 603986C1 | Edikan | Consumable | 14 | Box | 20/Feb/2025 14:39 | 5 | 9 | IN STOCK
0061-1425291-6 | ELEMENTOIL FILTER(LUBE OIL FILTER) | 1425291-6 | Edikan | Consumable | 4 | Pcs |  |  | 4 | IN STOCK
0062-1503048-1 | MODULE RELAY OUTPUT 1503048-1 | 1503048-1 | Edikan | Consumable | 1 | Pcs |  |  | 1 | IN STOCK
0063-1043265-5 | FUSE,10 A,600 V | 1043265-5 | Edikan | Consumable | 5 | Pcs |  |  | 5 | IN STOCK
0064-1043265-6 | FUSE,15 A,600 V | 1043265-6 | Edikan | Consumable | 5 | Pcs |  |  | 5 | IN STOCK
0065-1109804-50 | TRANSMITTER,DP,400 IN-H2O | 1109804-50 | Edikan | Consumable | 1 | Pcs |  |  | 1 | IN STOCK
0066-4265957 | ELEMENT 10 MICRON | 4265957 | Edikan | Consumable | 3 | Pcs |  |  | 3 | IN STOCK
0067-962562C1 | O-RING,SAE 329,VITON,LUBE OIL FILLING POINT | 962562C1 | Edikan | Consumable | 30 | Pcs |  |  | 30 | IN STOCK
0068-112056-1 | O-RING,SAE 232,VITON, O-RING SPLIT FLANGE TWO AND HALF | 112056-1 | Edikan | Consumable | 4 | Pcs |  |  | 4 | IN STOCK
0069-903243C1 | O-RING,SAE 214,VITON,O-RING SPLIT FLANGE 3 QUATER I | 903243C1 | Edikan | Consumable | 1 | Pcs |  |  | 1 | IN STOCK
0070-903253C1 | O-RING,SAE 245,VITON,O-RING SPLIT FLANGE 4 INCHES | 903253C1 | Edikan | Consumable | 5 | Pcs |  |  | 5 | IN STOCK
0071-903732C1 | O-RING,SAE 225,VITON,1.859 ID,O-RING SPLIT FLANGE 1 AND HALF | 903732C1 | Edikan | Consumable | 2 | Pcs |  |  | 2 | IN STOCK
0072-903737C1 | O-RING,SAE 222,VITON,O-RING SPLIT FLANGE 1 AND QUAT | 903737C1 | Edikan | Consumable | 2 | Pcs |  |  | 2 | IN STOCK
0073-908159C1 | O-RING,SAE 210,VITON,O-RING SPLIT FLANGE HALF INCHES | 908159C1 | Edikan | Consumable | 2 | Pcs |  |  | 2 | IN STOCK
0074-908231C1 | O-RING,SAE 240,VITON,O-RING SPLIT FLANGE 3 AND HAL | 908231C1 | Edikan | Consumable | 2 | Pcs |  |  | 2 | IN STOCK
0075-903270C1 | O-RING,SAE 916,VITON,O-RING, STRAIGHT THREAD TUBE F | 903270C1 | Edikan | Consumable | 2 | Pcs |  |  | 2 | IN STOCK
0076-903271C1 | O-RING,SAE 920,VITON,O-RING, STRAIGHT THREAD TUBE F | 903271C1 | Edikan | Consumable | 1 | Pcs |  |  | 1 | IN STOCK
0077-903752C1 | O-RING,SAE 932,VITON | 903752C1 | Edikan | Consumable | 4 | Pcs |  |  | 4 | IN STOCK
0078-903509C1 | O-RING,SAE 219,VITON | 903509C1 | Edikan | Consumable | 2 | Pcs |  |  | 2 | IN STOCK
0079-XMGT 6 (M6) | CAMFLO HYBRID M6 592X59210X65_ENCLOSURE FILTERS | XMGT 6 (M6) | Edikan | Consumable | 144 | Pcs |  |  | 144 | IN STOCK
0080-3V600 E10 | CAMGT 3V600 E10 592X592X600MM_INNER FILTER | 3V600 E10 | Edikan | Consumable | 120 | Pcs |  |  | 120 | IN STOCK
0081-0 | STATIC FREQUENCY CONVERTER | 0 | Edikan | Consumable | 1 | Pcs |  |  | 1 | IN STOCK
0082-6208-2z/C3/ | SKF BEARING EXPLORER/ LUBE OIL COOLER MOTOR BEARING | 6208-2z/C3/ | Edikan | Consumable | 14 | Pcs |  |  | 14 | IN STOCK
0083-6309-2z/C3/1601339 | SKF BEARING EXPLORER/ LUBE OIL COOLER MOTOR BEARING | 6309-2z/C3/1601339 | Edikan | Consumable | 3 | Pcs |  |  | 3 | IN STOCK
0084-6209-2z/C3/1601340 | SKF BEARING EXPLORER/ LUBE OIL COOLER MOTOR BEARING | 6209-2z/C3/1601340 | Edikan | Consumable | 3 | Pcs |  |  | 3 | IN STOCK
0085-1089240-3 | MODULE, FLEX, DISCRETE | 1089240-3 | Edikan | Consumable | 1 | Pcs |  |  | 1 | IN STOCK
0086-4265957 | ELEMENT 10-MICRON FILTER-HYDAC | 4265957 | Edikan | Consumable | 3 | Pcs |  |  | 3 | IN STOCK
0087-DN79897 | ROLL OUT CART | DN79897 | Edikan | Tool | 1 | Pcs |  |  | 1 | IN STOCK
0088-173101-1 | BOLT HEX | 173101-1 | Wassa | Consumable | 20 | Pcs |  |  | 20 | IN STOCK
0089-120022-7 | BOLT HEX 0.375-16 X1.25 | 120022-7 | Wassa | Consumable | 28 | Pcs |  |  | 28 | IN STOCK
0090-120033-9 | BOLT 12 POINT. 0.625-11X | 120033-9 | Wassa | Consumable | 32 | Pcs |  |  | 32 | IN STOCK
0091-304223-100 | FUEL INJECTOR GASKET | 304223-100 | Wassa | Consumable | 11 | Pcs |  |  | 11 | IN STOCK
0092-1449166-1 | ELEMENT FILTER AIR CART CYL | 1449166-1 | Wassa | Consumable | 4 | Pcs |  |  | 4 | IN STOCK
0093-1089240-31 | MODULE FLEX FAST RTD /TC 8IN | 1089240-31 | Wassa | Consumable | 3 | Pcs |  |  | 3 | IN STOCK
0094-1089240-32 | MODULE FLEX ADAPTER | 1089240-32 | Wassa | Consumable | 1 | Pcs |  |  | 1 | IN STOCK
0095-1089240-38 | MODULE FLEX FAST COUNTER | 1089240-38 | Wassa | Consumable | 1 | Pcs |  |  | 1 | IN STOCK
0096-304649-100 | GASKET, 2.82 | 304649-100 | Wassa | Consumable | 15 | Pcs |  |  | 15 | IN STOCK
0097-1007799 | GASKET | 1007799 | Wassa | Consumable | 14 | Pcs |  |  | 14 | IN STOCK
0098-120033-9 | BOLT 12 POINT. 0.625-11X | 120033-9 | Wassa | Consumable | 32 | Pcs |  |  | 32 | IN STOCK
0099-1426550-10 | ELEMENT FILTER OIL CYL | 1426550-10 | Wassa | Consumable | 4 | Pcs |  |  | 4 | IN STOCK
0100-604002 | LID O-RING | 604002 | Wassa | Consumable | 8 | Pcs |  |  | 8 | IN STOCK
0101-1085387 | C-SEAL | 1085387 | Wassa | Consumable | 1 | Pcs |  |  | 1 | IN STOCK
0102-301296-7 | SOLAR SPARE | 301296-7 | Wassa | Consumable | 2 | Pcs |  |  | 2 | IN STOCK
0103-1060817-20 | GAS FUEL FILTER | 1060817-20 | Wassa | Consumable | 2 | Pcs |  |  | 2 | IN STOCK
0104-1008726(6756) | GASKET | 1008726(6756) | Wassa | Consumable | 1 | Pcs |  |  | 1 | IN STOCK
0105-1060817-50 | KIT ELEMENT CATRIDGE | 1060817-50 | Wassa | Consumable | 1 | Pcs |  |  | 1 | IN STOCK
0106-171481-1 | LOCK NUT, 0.625 | 171481-1 | Wassa | Consumable | 12 | Pcs |  |  | 12 | IN STOCK
0107-1071411-1 | AS-700-FSM3UU23-EX MULTI FUNCTION | 1071411-1 | Wassa | Consumable | 2 | Pcs |  |  | 2 | IN STOCK
0108-1071411-1 | AS-700-FSM3UU23-EX MULTI FUNCTION (USED) | 1071411-1 | Wassa | Consumable | 3 | Pcs |  |  | 3 | IN STOCK
0109-1046415-60 | LITHIUM BATTERY,3.0 V, 1756-L61 | 1046415-60 | Wassa | Consumable | 5 | Pcs |  |  | 5 | IN STOCK
0110-908341C1 | PLUS CONDUIT 0.5 NPT | 908341C1 | Wassa | Consumable | 10 | Pcs |  |  | 10 | IN STOCK
0111-700872C1 | BREATHER VENT 40.0 50 NPT | 700872C1 | Wassa | Consumable | 4 | Pcs |  |  | 4 | IN STOCK
0112-1061979-1 | RELAY | 1061979-1 | Wassa | Consumable | 14 | Pcs |  |  | 14 | IN STOCK
0113-1066730-16 | BLOCK TERMINAL SPRING 2 | 1066730-16 | Wassa | Consumable | 20 | Pcs |  |  | 20 | IN STOCK
0114-1066730-32 | END STOP TERMINAL BLOCK, SPRING | 1066730-32 | Wassa | Consumable | 10 | Pcs |  |  | 10 | IN STOCK
0115-1066730-7 | BLOCK TERMINAL SPRING 4 | 1066730-7 | Wassa | Consumable | 3 | Pcs |  |  | 3 | IN STOCK
0116-1066730-17 | PLASTIC BOARD | 1066730-17 | Wassa | Consumable | 5 | Pcs |  |  | 5 | IN STOCK
0117-1066730-3 | MARKER TERMINAL BLOCK, 1-12 | 1066730-3 | Wassa | Consumable | 20 | Pcs |  |  | 20 | IN STOCK
0118-FT33027-100 | HAND HYDRAULIC PUMP | FT33027-100 | Wassa | Consumable | 1 | Pcs |  |  | 1 | IN STOCK
0119-1015162-13 | WIRE 14, AWG WHITE, STRANDED | 1015162-13 | Wassa | Consumable | 1 | Pcs |  |  | 1 | IN STOCK
0120-1015162-10 | WIRE 16, AWG WHITE, STRANDED | 1015162-10 | Wassa | Consumable | 1 | Pcs |  |  | 1 | IN STOCK
0121-136845-1 | GASKET 1.85*62IN | 136845-1 | Wassa | Consumable | 6 | Pcs |  |  | 6 | IN STOCK
0122-1046505 | O-RING, VITON 35.O ID | 1046505 | Wassa | Consumable | 1 | Pcs |  |  | 1 | IN STOCK
0123-1479391-4 | O-RING, VITON 26.988 ID | 1479391-4 | Wassa | Consumable | 1 | Pcs |  |  | 1 | IN STOCK
0124-42300064 | O-RING JB NO. 105782 | 42300064 | Wassa | Consumable | 10 | Pcs |  |  | 10 | IN STOCK
0125-4230071 | O-RING JB NO. 105782 | 4230071 | Wassa | Consumable | 10 | Pcs |  |  | 10 | IN STOCK
0126-204163-1 | O-RING 1.948 ID….135 | 204163-1 | Wassa | Consumable | 2 | Pcs |  |  | 2 | IN STOCK
0127-912642C1 | O-RING SAE, VITON | 912642C1 | Wassa | Consumable | 15 | Pcs |  |  | 15 | IN STOCK
0128-173942-1 | GASKET 3.32 ID, 3.68 ID | 173942-1 | Wassa | Consumable | 8 | Pcs |  |  | 8 | IN STOCK
0129-1017891 | GASKET SPIRAL, 1.25, CL 150 | 1017891 | Wassa | Consumable | 8 | Pcs |  |  | 8 | IN STOCK
0130-1017893 | GASKET SPIRAL, 2.0, CL 150 | 1017893 | Wassa | Consumable | 2 | Pcs |  |  | 2 | IN STOCK
0131-1300392-0208 | GASKET SPIRAL, 3.0, CL 150 | 1300392-0208 | Wassa | Consumable | 3 | Pcs |  |  | 3 | IN STOCK
0132-1300392-0206 | GASKET SPIRAL, 2.0, CL 150,R | 1300392-0206 | Wassa | Consumable | 1 | Pcs |  |  | 1 | IN STOCK
0133-1007799(6756) | GASKET, 0.344 ID, 0.625 ID | 1007799(6756) | Wassa | Consumable | 1 | Pcs |  |  | 1 | IN STOCK
0134-912851C1 | SEAL, METALLIC | 912851C1 | Wassa | Consumable | 2 | Pcs |  |  | 2 | IN STOCK
0135-1017908 | GASKET,SPIRAL,4.0 RF, CL30 | 1017908 | Wassa | Consumable | 2 | Pcs |  |  | 2 | IN STOCK
0136-1559398-100 | KIT, KD WR CLAMP | 1559398-100 | Wassa | Consumable | 1 | Pcs |  |  | 1 | IN STOCK
0137-120035-1 | NUT, HEAVY DUTY | 120035-1 | Wassa | Consumable | 17 | Pcs |  |  | 17 | IN STOCK
0138-970199C | STUD, 0.75-10X8.5 | 970199C | Wassa | Consumable | 9 | Pcs |  |  | 9 | IN STOCK
0139-1043036 | SCREW SHOULDER, HEX SCKT | 1043036 | Wassa | Consumable | 2 | Pcs |  |  | 2 | IN STOCK
0140-1011145 | BOLT HEX, 0.375-16 X 1.5 | 1011145 | Wassa | Consumable | 4 | Pcs |  |  | 4 | IN STOCK
0141-22524R1 | BOLT HEX, 0.375-16 X 1.5 | 22524R1 | Wassa | Consumable | 26 | Pcs |  |  | 26 | IN STOCK
0142-22527R1 | BOLT HEX 0.375-16 X2.25 | 22527R1 | Wassa | Consumable | 8 | Pcs |  |  | 8 | IN STOCK
0143-22540R1 | BOLT HEX, 0.5-13 X 1.25 | 22540R1 | Wassa | Consumable | 17 | Pcs |  |  | 17 | IN STOCK
0144-1051747-8 | RELIEF VALVE 1 INCH | 1051747-8 | Wassa | Consumable | 1 | Pcs |  |  | 1 | IN STOCK
0145-964693C1 | LOCK WASHER, SPLIT 0.625 | 964693C1 | Wassa | Consumable | 23 | Pcs |  |  | 23 | IN STOCK
0146-623068R1 | LOCK WASHER, SPLIT 0.375 | 623068R1 | Wassa | Consumable | 24 | Pcs |  |  | 24 | IN STOCK
0147-24664R1 | FLAT WASHER, 0.5 | 24664R1 | Wassa | Consumable | 7 | Pcs |  |  | 7 | IN STOCK
0148-964677C1 | LOCK WASHER, SPLIT | 964677C1 | Wassa | Consumable | 36 | Pcs |  |  | 36 | IN STOCK
0149-22655R1 | FLAT WASHER, 0.375 | 22655R1 | Wassa | Consumable | 24 | Pcs |  |  | 24 | IN STOCK
0150-954138C1 | CONICAL WASHER (M20X29) | 954138C1 | Wassa | Consumable | 2 | Pcs |  |  | 2 | IN STOCK
0151-964686C1 | LOCK WASHER SPLIT 0.5 | 964686C1 | Wassa | Consumable | 73 | Pcs |  |  | 73 | IN STOCK
0152-1576703-4 | HOSE ASSY | 1576703-4 | Wassa | Consumable | 1 | Pcs |  |  | 1 | IN STOCK
0153-1006437 | FLAT WASHER | 1006437 | Wassa | Consumable | 25 | Pcs |  |  | 25 | IN STOCK
0154-1559405 | FLAT WASHER M4 | 1559405 | Wassa | Consumable | 4 | Pcs |  |  | 4 | IN STOCK
0155-22652R1 | FLAT WASHER | 22652R1 | Wassa | Consumable | 4 | Pcs |  |  | 4 | IN STOCK
0156-19298R1 | LOCK WASHER SPLIT | 19298R1 | Wassa | Consumable | 8 | Pcs |  |  | 8 | IN STOCK
0157-701477C1 | LOCK WASHER SPLIT, M4 | 701477C1 | Wassa | Consumable | 4 | Pcs |  |  | 4 | IN STOCK
0158-1087491-3 | ELEMENT, FLTR, AIR GAS FUEL | 1087491-3 | Wassa | Consumable | 2 | Pcs |  |  | 2 | IN STOCK
0159-16605295 | BEARING COM-16 | 16605295 | Wassa | Consumable | 2 | Pcs |  |  | 2 | IN STOCK
0160-1060817 | GAS FUEL FILTER | 1060817 | Wassa | Consumable | 8 | Pcs |  |  | 8 | IN STOCK
0161-970443C1 | PIPING CUSHION-CLAMP ACTIVATOR | 970443C1 | Wassa | Consumable | 1 | Pcs |  |  | 1 | IN STOCK
0162-1039333-3 | GASKET | 1039333-3 | Wassa | Consumable | 5 | Pcs |  |  | 5 | IN STOCK
0163-1039333-4 | GASKET | 1039333-4 | Wassa | Consumable | 1 | Pcs |  |  | 1 | IN STOCK
0164-301380-200 | INJECTOR GAS, CONVENTIONAL | 301380-200 | Wassa | Consumable | 4 | Pcs |  |  | 4 | IN STOCK
0165-1739552 | PLUG, CONDUIT | 1739552 | Wassa | Consumable | 18 | Pcs |  |  | 18 | IN STOCK
0166-1739574 | PLUG, CONDUIT | 1739574 | Wassa | Consumable | 18 | Pcs |  |  | 18 | IN STOCK
0167-1064721-14 | VALVE, HAND,NEEDLE 0.25 | 1064721-14 | Wassa | Consumable | 1 | Pcs |  |  | 1 | IN STOCK
0168-1559406 | BOLT HEX M4 | 1559406 | Wassa | Consumable | 4 | Pcs |  |  | 4 | IN STOCK
0169-1551910 | SMOKE DETECTOR RELAY | 1551910 | Wassa | Consumable | 1 | Pcs |  |  | 1 | IN STOCK
0170-701477C1 | LOCK WASHER SPLIT, M4 | 701477C1 | Wassa | Consumable | 4 | Pcs |  |  | 4 | IN STOCK
0171-1559405 | FLAT WASHER M4 | 1559405 | Wassa | Consumable | 4 | Pcs |  |  | 4 | IN STOCK
0172-171481-1 | LOCK NUT, 0.625 | 171481-1 | Wassa | Consumable | 12 | Pcs |  |  | 12 | IN STOCK
0173-186406-1 | BOLT HEX 0.625 | 186406-1 | Wassa | Consumable | 12 | Pcs |  |  | 12 | IN STOCK
0174-1089240-38 | MODULE FLEX FAST COUNTER | 1089240-38 | Wassa | Consumable | 1 | Pcs |  |  | 1 | IN STOCK
0175-1506466-2 | SWITCH LIMIT | 1506466-2 | Wassa | Consumable | 2 | Pcs |  |  | 2 | IN STOCK
0176-116091-13 | GAGE LEVEL FLOAT | 116091-13 | Wassa | Consumable | 1 | Pcs |  |  | 1 | IN STOCK
0177-2778466-100 | THERMOCOUPLE | 2778466-100 | Wassa | Consumable | 2 | Pcs |  |  | 2 | IN STOCK
0178-1286570-1 | POWER SUPPLY KIT | 1286570-1 | Wassa | Consumable | 1 | Pcs |  |  | 1 | IN STOCK
0179-FT33198-100 | TOOL ALIGNMENT VARIABLE GUIDE | FT33198-100 | Wassa | Consumable | 1 | Pcs |  |  | 1 | IN STOCK
0180-1506465-1 | ACTUATOR ROTARY PNEUMATIC | 1506465-1 | Wassa | Consumable | 6 | Pcs |  |  | 6 | IN STOCK
0181-1057901 | SCREW, PHILLIPS | 1057901 | Wassa | Consumable | 4 | Pcs |  |  | 4 | IN STOCK
0182-1033940 | LABEL-DANGER HIGH VOLTAGE | 1033940 | Wassa | Consumable | 1 | Pcs |  |  | 1 | IN STOCK
0183-1061197 | SCREW, PHILLIPS | 1061197 | Wassa | Consumable | 4 | Pcs |  |  | 4 | IN STOCK
0184-1096727 | STANDOFF HEX | 1096727 | Wassa | Consumable | 4 | Pcs |  |  | 4 | IN STOCK
0185-1097483 | KIT DRAWING | 1097483 | Wassa | Consumable | 1 | Pcs |  |  | 1 | IN STOCK
0186-1058121-31 | GUARD, SHOCK, SWITCH HOLE | 1058121-31 | Wassa | Consumable | 1 | Pcs |  |  | 1 | IN STOCK
0187-1089240-18 | MODULE FLEX | 1089240-18 | Wassa | Consumable | 17 | Pcs |  |  | 17 | IN STOCK
0188-124P07-7 | GROMMET 0.965 0D | 124P07-7 | Wassa | Consumable | 1 | Pcs |  |  | 1 | IN STOCK
0189-124P07-17 | GROMMET 0.965 0D | 124P07-17 | Wassa | Consumable | 1 | Pcs |  |  | 1 | IN STOCK
0190-124P07-4 | GROMMET 0.965 0D | 124P07-4 | Wassa | Consumable | 1 | Pcs |  |  | 1 | IN STOCK
0191-969131C1 | UNION TUBE CPRSN 1.0 | 969131C1 | Wassa | Consumable | 1 | Pcs |  |  | 1 | IN STOCK
0192-969353C1 | UNION TUBE CPRSN REDUCING | 969353C1 | Wassa | Consumable | 1 | Pcs |  |  | 1 | IN STOCK
0193-950678C1 | ELBOW UNION 90 | 950678C1 | Wassa | Consumable | 1 | Pcs |  |  | 1 | IN STOCK
0194-903316C1 | SPARK PLUG | 903316C1 | Wassa | Consumable | 6 | Pcs |  |  | 6 | IN STOCK
0195-15450242 | CAVO DI ESTENSINE CON CONNETTORE | 15450242 | Wassa | Consumable | 1 | Pcs |  |  | 1 | IN STOCK
0196-1001697 | HOSE ASSY,0.50 IN X 13.58 IN | 1001697 | Tarkwa | N/A | 1 | N/A |  |  | 1 | IN STOCK
0197-1007799 | GASKET,0.344 ID,0.625 OD | 1007799 | Tarkwa | N/A | 50 | N/A |  |  | 50 | IN STOCK
0198-1007799 | GASKET,0.344 ID,0.625 OD | 1007799 | Tarkwa | N/A | 50 | N/A |  |  | 50 | IN STOCK
0199-1007973 | HOSE ASSY,3.0 IN X 42.0 IN | 1007973 | Tarkwa | N/A | 1 | N/A |  |  | 1 | IN STOCK
0200-1008557 | HOSE ASSY,2.0 IN X 26.75 IN | 1008557 | Tarkwa | N/A | 1 | N/A |  |  | 1 | IN STOCK
0201-1008726 | GASKET,0.938 ID,1.25 OD,0.0485 | 1008726 | Tarkwa | N/A | 4 | N/A |  |  | 4 | IN STOCK
0202-1010447 | GASKET, SPIRAL, 1.5, CL 150, RF | 1010447 | Tarkwa | N/A | 3 | N/A |  |  | 3 | IN STOCK
0203-1010448 | GASKET,SPIRAL,2.0,CL150,RF | 1010448 | Tarkwa | N/A | 10 | N/A |  |  | 10 | IN STOCK
0204-1010449 | GASKET,SPIRAL,3.0,CL150,RF | 1010449 | Tarkwa | N/A | 3 | N/A |  |  | 3 | IN STOCK
0205-1013975 | SOCKET,RELAY,7 A | 1013975 | Tarkwa | N/A | 1 | N/A |  |  | 1 | IN STOCK
0206-1013976 | LAMP,LED,CLEAR,24 VDC | 1013976 | Tarkwa | N/A | 1 | N/A |  |  | 1 | IN STOCK
0207-1016401 | O-RING,SAE 381,VITON | 1016401 | Tarkwa | N/A | 10 | N/A |  |  | 10 | IN STOCK
0208-1017501 | INDICATOR,LIGHTED,YELLOW | 1017501 | Tarkwa | N/A | 4 | N/A |  |  | 4 | IN STOCK
0209-1017510 | INDICATOR,LIGHTED,GREEN | 1017510 | Tarkwa | N/A | 22 | N/A |  |  | 22 | IN STOCK
0210-1017876 | GASKET,SPIRAL,2.0,CL300,RF | 1017876 | Tarkwa | N/A | 6 | N/A |  |  | 6 | IN STOCK
0211-1017890 | GASKET,SPIRAL,1.0,CL150,RF,304 | 1017890 | Tarkwa | N/A | 1 | N/A |  |  | 1 | IN STOCK
0212-1017890 | GASKET,SPIRAL,1.0,CL150,RF,304 | 1017890 | Tarkwa | N/A | 1 | N/A |  |  | 1 | IN STOCK
0213-1017891 | GASKET, SPIRAL, 1.25, CL150, RF | 1017891 | Tarkwa | N/A | 2 | N/A |  |  | 2 | IN STOCK
0214-1017892 | GASKET, SPIRAL, 1.5, CL150, RF, 304 | 1017892 | Tarkwa | N/A | 10 | N/A |  |  | 10 | IN STOCK
0215-1017893 | GASKET,SPIRAL,2.0,CL150,RF,304 | 1017893 | Tarkwa | N/A | 33 | N/A |  |  | 33 | IN STOCK
0216-1017893 | GASKET,SPIRAL,2.0,CL150,RF,304 | 1017893 | Tarkwa | N/A | 0 | N/A |  |  | 0 | OUT OF STOCK
0217-1017894 | GASKET,SPIRAL,2.5,CL150,RF,304 | 1017894 | Tarkwa | N/A | 12 | N/A |  |  | 12 | IN STOCK
0218-1017894 | GASKET,SPIRAL,2.5,CL150,RF,304 | 1017894 | Tarkwa | N/A | 0 | N/A |  |  | 0 | OUT OF STOCK
0219-1017895 | GASKET,SPIRAL,3.0,CL150,RF,304 | 1017895 | Tarkwa | N/A | 28 | N/A |  |  | 28 | IN STOCK
0220-1017897 | GASKET,SPIRAL,4.0,CL150,RF,304 | 1017897 | Tarkwa | N/A | 3 | N/A |  |  | 3 | IN STOCK
0221-1017897 | GASKET,SPIRAL,4.0,CL150,RF,304 | 1017897 | Tarkwa | N/A | 0 | N/A |  |  | 0 | OUT OF STOCK
0222-1017898 | GASKET,SPIRAL,5.0,CL150,RF,304 | 1017898 | Tarkwa | N/A | 4 | N/A |  |  | 4 | IN STOCK
0223-1017898 | GASKET,SPIRAL,5.0,CL150,RF,304 | 1017898 | Tarkwa | N/A | 0 | N/A |  |  | 0 | OUT OF STOCK
0224-1017899 | GASKET,SPIRAL,6.0,CL150,RF,304 | 1017899 | Tarkwa | N/A | 13 | N/A |  |  | 13 | IN STOCK
0225-1017899 | GASKET,SPIRAL,6.0,CL150,RF,304 | 1017899 | Tarkwa | N/A | 0 | N/A |  |  | 0 | OUT OF STOCK
0226-1017907 | GASKET,SPIRAL,3.0,CL300,RF,304 | 1017907 | Tarkwa | N/A | 11 | N/A |  |  | 11 | IN STOCK
0227-1017908 | GASKET,SPIRAL,4.0,CL300,RF,304 | 1017908 | Tarkwa | N/A | 15 | N/A |  |  | 15 | IN STOCK
0228-1017908 | GASKET,SPIRAL,4.0,CL300,RF,304 | 1017908 | Tarkwa | N/A | 0 | N/A |  |  | 0 | OUT OF STOCK
0229-1019007 | HOSE ASSY,1.5 IN X 30.25 IN | 1019007 | Tarkwa | N/A | 1 | N/A |  |  | 1 | IN STOCK
0230-1019008 | HOSE ASSY,2.0 IN X 36.50 IN | 1019008 | Tarkwa | N/A | 1 | N/A |  |  | 1 | IN STOCK
0231-1019009 | HOSE ASSY,3.0 IN X 33.25 IN | 1019009 | Tarkwa | N/A | 1 | N/A |  |  | 1 | IN STOCK
0232-1019010 | HOSE ASSY,3.0 IN X 43.75 IN | 1019010 | Tarkwa | N/A | 1 | N/A |  |  | 1 | IN STOCK
0233-1020105 | GASKET,0.375 OD,PTFE,JOINT | 1020105 | Tarkwa | N/A | 30 | N/A |  |  | 30 | IN STOCK
0234-1020105 | GASKET,0.375 OD,PTFE,JOINT | 1020105 | Tarkwa | N/A | 0 | N/A |  |  | 0 | OUT OF STOCK
0235-1022447 | SEAL,LIP | 1022447 | Tarkwa | N/A | 14 | N/A |  |  | 14 | IN STOCK
0236-1025930 | RELAY,4PDT,24 VDC,3 A | 1025930 | Tarkwa | N/A | 3 | N/A |  |  | 3 | IN STOCK
0237-1026881 | HOSE ASSY,4.0 IN X 43.00 IN | 1026881 | Tarkwa | N/A | 1 | N/A |  |  | 1 | IN STOCK
0238-1026882 | HOSE ASSY,4 IN X 43.5 IN | 1026882 | Tarkwa | N/A | 1 | N/A |  |  | 1 | IN STOCK
0239-1028903 | GASKET,0.995 ID,1.250 OD,0.062 | 1028903 | Tarkwa | N/A | 365 | N/A |  |  | 365 | IN STOCK
0240-1029608 | GASKET,SPIRAL,1.0,CL150,ORANGE | 1029608 | Tarkwa | N/A | 8 | N/A |  |  | 8 | IN STOCK
0241-1046485 | HOSE ASSY,0.75 IN X 15 IN | 1046485 | Tarkwa | N/A | 1 | N/A |  |  | 1 | IN STOCK
0242-1046486 | HOSE ASSY,1.0 IN X 18.0 IN | 1046486 | Tarkwa | N/A | 1 | N/A |  |  | 1 | IN STOCK
0243-1046488 | HOSE ASSY,1.5 IN X 25 IN | 1046488 | Tarkwa | N/A | 1 | N/A |  |  | 1 | IN STOCK
0244-1046491 | HOSE ASSY,2.0 IN X 29.0 IN | 1046491 | Tarkwa | N/A | 1 | N/A |  |  | 1 | IN STOCK
0245-1046492 | HOSE ASSY,2.0 IN X 35 IN | 1046492 | Tarkwa | N/A | 1 | N/A |  |  | 1 | IN STOCK
0246-1046495 | HOSE ASSY,3 IN X 46 IN | 1046495 | Tarkwa | N/A | 1 | N/A |  |  | 1 | IN STOCK
0247-1046505 | O-RING,NON-STD,VITON | 1046505 | Tarkwa | N/A | 7 | N/A |  |  | 7 | IN STOCK
0248-1046505 | O-RING,NON-STD,VITON | 1046505 | Tarkwa | N/A | 0 | N/A |  |  | 0 | OUT OF STOCK
0249-1047315 | BREAKER,CIRCUIT,15 A,DPST,RAIL | 1047315 | Tarkwa | N/A | 1 | N/A |  |  | 1 | IN STOCK
0250-1048825 | HOSE ASSY,0.25 IN X 36 IN | 1048825 | Tarkwa | N/A | 2 | N/A |  |  | 2 | IN STOCK
0251-1052326 | VALVE,HAND,NEEDLE,0.25 IN | 1052326 | Tarkwa | N/A | 1 | N/A |  |  | 1 | IN STOCK
0252-1053209 | O-RING,NON-STD,VITON | 1053209 | Tarkwa | N/A | 5 | N/A |  |  | 5 | IN STOCK
0253-1053209 | O-RING,NON-STD,VITON | 1053209 | Tarkwa | N/A | 0 | N/A |  |  | 0 | OUT OF STOCK
0254-1059715 | HOSE ASSY,0.75 IN X 24.50 IN | 1059715 | Tarkwa | N/A | 1 | N/A |  |  | 1 | IN STOCK
0255-1060151 | STROBE,RED | 1060151 | Tarkwa | N/A | 1 | N/A |  |  | 1 | IN STOCK
0256-1060152 | HORN,EP,W/STROBE,W/HDWR,RED | 1060152 | Tarkwa | N/A | 1 | N/A |  |  | 1 | IN STOCK
0257-1072904 | SEAL,METALLIC | 1072904 | Tarkwa | N/A | 8 | N/A |  |  | 8 | IN STOCK
0258-1073912 | HOSE ASSY,2.0 IN X 24.00 IN | 1073912 | Tarkwa | N/A | 1 | N/A |  |  | 1 | IN STOCK
0259-1075721 | TAPE,SPONGE,50 FT | 1075721 | Tarkwa | N/A | 10 | N/A |  |  | 10 | IN STOCK
0260-1079260 | HOSE ASSY,3.0 IN X 19.875 IN | 1079260 | Tarkwa | N/A | 1 | N/A |  |  | 1 | IN STOCK
0261-1083103 | HOSE ASSY,2 IN X 42.50 IN | 1083103 | Tarkwa | N/A | 3 | N/A |  |  | 3 | IN STOCK
0262-1098569 | HOSE, ASSY, 2 IN X 29 IN | 1098569 | Tarkwa | N/A | 1 | N/A |  |  | 1 | IN STOCK
0263-1113371 | HOSE ASSY,2.0 IN X 22 IN,650 | 1113371 | Tarkwa | N/A | 1 | N/A |  |  | 1 | IN STOCK
0264-1126803 | BREAKER, CIRCUIT, 20A, DPST, RAIL | 1126803 | Tarkwa | N/A | 1 | N/A |  |  | 1 | IN STOCK
0265-1481057 | HOSE ASSY,6.0 IN X 89.25 IN | 1481057 | Tarkwa | N/A | 1 | N/A |  |  | 1 | IN STOCK
0266-1484358 | HOSE ASSY,3.0 IN X 33.0 IN | 1484358 | Tarkwa | N/A | 1 | N/A |  |  | 1 | IN STOCK
0267-1564193 | GASKET,0.83 ID,1.06 OD,0.06 IN | 1564193 | Tarkwa | N/A | 10 | N/A |  |  | 10 | IN STOCK
0268-1059714 | HOSE ASSY,0.50 IN X 22.5 IN | 1059714 | Tarkwa | N/A | 1 | N/A |  |  | 1 | IN STOCK
0269-1001877-200 | SET, BLANKET, EXH DUCT | 1001877-200 | Tarkwa | N/A | 2 | N/A |  |  | 2 | IN STOCK
0270-1012230-2 | VALVE,HAND,BALL,0.75 IN,800 | 1012230-2 | Tarkwa | N/A | 1 | N/A |  |  | 1 | IN STOCK
0271-1013727-1 | VALVE,CHECK,0.5 IN,2.7 IN-H2O | 1013727-1 | Tarkwa | N/A | 1 | N/A |  |  | 1 | IN STOCK
0272-1020281-100 | VALVE ASSY,PANCAKE DRAIN,0.5 | 1020281-100 | Tarkwa | N/A | 1 | N/A |  |  | 1 | IN STOCK
0273-1023031-1 | PROBE,PROXIMITY,3300XL,AXIAL | 1023031-1 | Tarkwa | N/A | 2 | N/A |  |  | 2 | IN STOCK
0274-1023031-2 | PROBE,PROXIMITY,3300,AXIAL | 1023031-2 | Tarkwa | N/A | 1 | N/A |  |  | 1 | IN STOCK
0275-1023031-4 | PROBE,PROXIMITY,3300XL,AXIAL | 1023031-4 | Tarkwa | N/A | 1 | N/A |  |  | 1 | IN STOCK
0276-1023031-8 | PROBE,PROXIMITY,3300XL,AXIAL | 1023031-8 | Tarkwa | N/A | 6 | N/A |  |  | 6 | IN STOCK
0277-1023031-9 | PROBE,PROXIMITY,3300XL,PHASE | 1023031-9 | Tarkwa | N/A | 1 | N/A |  |  | 1 | IN STOCK
0278-1023518-100 | VALVE,SOLENOID,3-WAY,24 VDC | 1023518-100 | Tarkwa | N/A | 1 | N/A |  |  | 1 | IN STOCK
0279-1025156-1 | COUNTER,DUAL-DSPLY,7-DIGIT | 1025156-1 | Tarkwa | N/A | 1 | N/A |  |  | 1 | IN STOCK
0280-1027105-10 | VALVE, HAND, BALL, 0.75 IN | 1027105-10 | Tarkwa | N/A | 1 | N/A |  |  | 1 | IN STOCK
0281-1027105-12 | STRAINER Y TYPE 0.75 | 1027105-12 | Tarkwa | N/A | 1 | N/A |  |  | 1 | IN STOCK
0282-1027105-15 | SCREEN, STRAINER | 1027105-15 | Tarkwa | N/A | 3 | N/A |  |  | 3 | IN STOCK
0283-1027105-18 | COUPLING QUICK DISCONNECT | 1027105-18 | Tarkwa | N/A | 1 | N/A |  |  | 1 | IN STOCK
0284-1027105-19 | COUPLING QUICK DISCONNECT | 1027105-19 | Tarkwa | N/A | 1 | N/A |  |  | 1 | IN STOCK
0285-1027105-20 | COUPLING QUICK DISCONNECT | 1027105-20 | Tarkwa | N/A | 1 | N/A |  |  | 1 | IN STOCK
0286-1027105-21 | CASTER,SWIVEL, WHEEL | 1027105-21 | Tarkwa | N/A | 2 | N/A |  |  | 2 | IN STOCK
0287-1027105-22 | CASTER, RIGID, WHEEL | 1027105-22 | Tarkwa | N/A | 2 | N/A |  |  | 2 | IN STOCK
0288-1027105-23 | HOSE, ASSY, 0.5 | 1027105-23 | Tarkwa | N/A | 1 | N/A |  |  | 1 | IN STOCK
0289-1027105-25 | HOSE, ASSY, 0.75, 100PSI | 1027105-25 | Tarkwa | N/A | 1 | N/A |  |  | 1 | IN STOCK
0290-1027105-26 | COUPLING QUICK DISCONNECT | 1027105-26 | Tarkwa | N/A | 1 | N/A |  |  | 1 | IN STOCK
0291-1027105-40 | KIT, LS, ENG CLEAN SYSTEM | 1027105-40 | Tarkwa | N/A | 1 | N/A |  |  | 1 | IN STOCK
0292-1027105-9 | VALVE HAND 0.5" | 1027105-9 | Tarkwa | N/A | 1 | N/A |  |  | 1 | IN STOCK
0293-1027484-101 | VALVE,SOLENOID,2-WAY,24 VDC | 1027484-101 | Tarkwa | N/A | 1 | N/A |  |  | 1 | IN STOCK
0294-1030794-12 | VALVE,CHECK,0.375 IN,2 PSIG | 1030794-12 | Tarkwa | N/A | 1 | N/A |  |  | 1 | IN STOCK
0295-1031741-4 | RELAY,SYNC CHECK | 1031741-4 | Tarkwa | N/A | 1 | N/A |  |  | 1 | IN STOCK
0296-1031741-4 | RELAY,SYNC CHECK | 1031741-4 | Tarkwa | N/A | 2 | N/A |  |  | 2 | IN STOCK
0297-1034347-1 | ACCELEROMETER,25 MV/G | 1034347-1 | Tarkwa | N/A | 2 | N/A |  |  | 2 | IN STOCK
0298-1034549-10 | POWER SUPPLY,24 VDC | 1034549-10 | Tarkwa | N/A | 1 | N/A |  |  | 1 | IN STOCK
0299-1034549-13 | POWER SUPPLY, 24 VDC | 1034549-13 | Tarkwa | N/A | 1 | N/A |  |  | 1 | IN STOCK
0300-1034549-20 | MODULE,VIB,DISPLACEMENT,BN | 1034549-20 | Tarkwa | N/A | 6 | N/A |  |  | 6 | IN STOCK
0301-1034549-20 | MODULE,VIB,DISPLACEMENT,BN | 1034549-20 | Tarkwa | N/A | 0 | N/A |  |  | 0 | OUT OF STOCK
0302-1034549-21 | MODULE,VIB,SEISMIC,BN 1701 | 1034549-21 | Tarkwa | N/A | 1 | N/A |  |  | 1 | IN STOCK
0303-1034549-70 | MODULE,VIB,AXIAL POSITION,BN | 1034549-70 | Tarkwa | N/A | 5 | N/A |  |  | 5 | IN STOCK
0304-1034549-70 | MODULE,VIB,AXIAL POSITION,BN | 1034549-70 | Tarkwa | N/A | 0 | N/A |  |  | 0 | OUT OF STOCK
0305-1037658-1 | CHANNEL, LIGHT,MTG,SUPP | 1037658-1 | Tarkwa | N/A | 0 | N/A |  |  | 0 | OUT OF STOCK
0306-1039199-4 | GLASS,SIGHT,1.50 | 1039199-4 | Tarkwa | N/A | 3 | N/A |  |  | 3 | IN STOCK
0307-1039199-4 | GLASS,SIGHT,1.50 | 1039199-4 | Tarkwa | N/A | 0 | N/A |  |  | 0 | OUT OF STOCK
0308-1039199-5 | GLASS,SIGHT,2.0 | 1039199-5 | Tarkwa | N/A | 3 | N/A |  |  | 3 | IN STOCK
0309-1039199-5 | GLASS,SIGHT,2.0 | 1039199-5 | Tarkwa | N/A | 0 | N/A |  |  | 0 | OUT OF STOCK
0310-1041684-1 | SWITCH, AC LIGHTS, | 1041684-1 | Tarkwa | N/A | 4 | N/A |  |  | 4 | IN STOCK
0311-1043265-1 | HOLDER,FUSE,600 V | 1043265-1 | Tarkwa | N/A | 38 | N/A |  |  | 38 | IN STOCK
0312-1043265-3 | FUSE,2.0 A,600 V | 1043265-3 | Tarkwa | N/A | 32 | N/A |  |  | 32 | IN STOCK
0313-1043265-4 | FUSE,5.0 A,600 V | 1043265-4 | Tarkwa | N/A | 30 | N/A |  |  | 30 | IN STOCK
0314-1043265-5 | FUSE,10 A,600 V | 1043265-5 | Tarkwa | N/A | 72 | N/A |  |  | 72 | IN STOCK
0315-1043265-6 | FUSE,15 A,600 V | 1043265-6 | Tarkwa | N/A | 34 | N/A |  |  | 34 | IN STOCK
0316-1043265-7 | FUSE,20 A,600 V | 1043265-7 | Tarkwa | N/A | 24 | N/A |  |  | 24 | IN STOCK
0317-1043265-9 | FUSE,30 A,600 V | 1043265-9 | Tarkwa | N/A | 13 | N/A |  |  | 13 | IN STOCK
0318-1046415-30 | CONNECTOR | 1046415-30 | Tarkwa | N/A | 50 | N/A |  |  | 50 | IN STOCK
0319-1046415-57 | POWER SUPPLY,24 VDC | 1046415-57 | Tarkwa | N/A | 1 | N/A |  |  | 1 | IN STOCK
0320-1046415-60 | BATTERY,3.0 V,LITHIUM,1756-L61 | 1046415-60 | Tarkwa | N/A | 4 | N/A |  |  | 4 | IN STOCK
0321-1046415-76 | MODULE,CONTROLLER,ETHERNET | 1046415-76 | Tarkwa | N/A | 1 | N/A |  |  | 1 | IN STOCK
0322-1046415-77 | MODULE,CONTROLLER,C | 1046415-77 | Tarkwa | N/A | 0 | N/A |  |  | 0 | OUT OF STOCK
0323-1051747-8 | VALVE,RELIEF,1.0 IN,15 PSIG | 1051747-8 | Tarkwa | N/A | 1 | N/A |  |  | 1 | IN STOCK
0324-1051931-67 | BASE,TERMINAL,SPRING,-20-+70 C | 1051931-67 | Tarkwa | N/A | 5 | N/A |  |  | 5 | IN STOCK
0325-1051931-67 | BASE,TERMINAL,SPRING,-20-+70 C | 1051931-67 | Tarkwa | N/A | 0 | N/A |  |  | 0 | OUT OF STOCK
0326-1051931-69 | BASE,TEMPERATURE,SPRING | 1051931-69 | Tarkwa | N/A | 3 | N/A |  |  | 3 | IN STOCK
0327-1051931-69 | BASE,TEMPERATURE,SPRING | 1051931-69 | Tarkwa | N/A | 0 | N/A |  |  | 0 | OUT OF STOCK
0328-1051931-71 | BASE,GENERIC,SPRING,-20-+70 C | 1051931-71 | Tarkwa | N/A | 6 | N/A |  |  | 6 | IN STOCK
0329-1051931-71 | BASE,GENERIC,SPRING,-20-+70 C | 1051931-71 | Tarkwa | N/A | 0 | N/A |  |  | 0 | OUT OF STOCK
0330-1052120-1 | TRANSMITTER,DP,25 IN-H2O | 1052120-1 | Tarkwa | N/A | 2 | N/A |  |  | 2 | IN STOCK
0331-1052120-1 | TRANSMITTER,DP,25 IN-H2O | 1052120-1 | Tarkwa | N/A | 0 | N/A |  |  | 0 | OUT OF STOCK
0332-1052120-4 | TRANSMITTER,DP,300 PSI,DIGITAL | 1052120-4 | Tarkwa | N/A | 1 | N/A |  |  | 1 | IN STOCK
0333-1052120-6 | TRANSMITTER,DP,2000 PSI | 1052120-6 | Tarkwa | N/A | 2 | N/A |  |  | 2 | IN STOCK
0334-1052120-6 | TRANSMITTER,DP,2000 PSI | 1052120-6 | Tarkwa | N/A | 0 | N/A |  |  | 0 | OUT OF STOCK
0335-1052168-2 | TRANSMITTER,PRESS,150 PSI | 1052168-2 | Tarkwa | N/A | 1 | N/A |  |  | 1 | IN STOCK
0336-1052168-3 | TRANSMITTER,PRESS,800 PSI | 1052168-3 | Tarkwa | N/A | 2 | N/A |  |  | 2 | IN STOCK
0337-1053038-30 | ISOLATOR,SMART TRAN | 1053038-30 | Tarkwa | N/A | 0 | N/A |  |  | 0 | OUT OF STOCK
0338-1053834-11 | MONITOR,CONTROL,BU OVERSPEED | 1053834-11 | Tarkwa | N/A | 1 | N/A |  |  | 1 | IN STOCK
0339-1053834-13 | MONITOR,CONTROL,BU OVERSPEED | 1053834-13 | Tarkwa | N/A | 2 | N/A |  |  | 2 | IN STOCK
0340-1053923-15 | SWITCH,PRESSURE,DPDT,AIR,GAS | 1053923-15 | Tarkwa | N/A | 1 | N/A |  |  | 1 | IN STOCK
0341-1053923-53 | SWITCH,PRESSURE,12 PSI,DPDT | 1053923-53 | Tarkwa | N/A | 2 | N/A |  |  | 2 | IN STOCK
0342-1053923-53 | SWITCH,PRESSURE,12 PSI,DPDT | 1053923-53 | Tarkwa | N/A | 0 | N/A |  |  | 0 | OUT OF STOCK
0343-1053923-68 | SWITCH,PRESSURE,10 PSI,DPDT | 1053923-68 | Tarkwa | N/A | 1 | N/A |  |  | 1 | IN STOCK
0344-1053929-16 | SWITCH,DP,500 PSI,125 V,DPDT | 1053929-16 | Tarkwa | N/A | 1 | N/A |  |  | 1 | IN STOCK
0345-1053929-6 | SWITCH,DP,500 PSI,125 V,DPDT | 1053929-6 | Tarkwa | N/A | 1 | N/A |  |  | 1 | IN STOCK
0346-1054987-500 | FAN,ASSY,VANE AXIAL 20 HP | 1054987-500 | Tarkwa | N/A | 1 | N/A |  |  | 1 | IN STOCK
0347-1056244-2 | MODULE,FIRE SYSTEM,POWER | 1056244-2 | Tarkwa | N/A | 2 | N/A |  |  | 2 | IN STOCK
0348-1056244-27 | MODULE,FIRE SYSTEM,CONTROLLER | 1056244-27 | Tarkwa | N/A | 1 | N/A |  |  | 1 | IN STOCK
0349-1056244-3 | MODULE,FIRE SYSTEM,DCIO | 1056244-3 | Tarkwa | N/A | 1 | N/A |  |  | 1 | IN STOCK
0350-1056244-3 | MODULE,FIRE SYSTEM,DCIO | 1056244-3 | Tarkwa | N/A | 1 | N/A |  |  | 1 | IN STOCK
0351-1056244-5 | MODULE,FIRE SYSTEM,EDIO | 1056244-5 | Tarkwa | N/A | 0 | N/A |  |  | 0 | OUT OF STOCK
0352-1059700-11 | VALVE,CHECK,3 IN | 1059700-11 | Tarkwa | N/A | 1 | N/A |  |  | 1 | IN STOCK
0353-1059700-2 | VALVE,CHECK,3 IN | 1059700-2 | Tarkwa | N/A | 1 | N/A |  |  | 1 | IN STOCK
0354-1059700-3 | VALVE,CHECK,1.5 IN | 1059700-3 | Tarkwa | N/A | 1 | N/A |  |  | 1 | IN STOCK
0355-1059700-5 | VALVE,CHECK,3 IN | 1059700-5 | Tarkwa | N/A | 1 | N/A |  |  | 1 | IN STOCK
0356-1059700-7 | VALVE,CHECK,3 IN | 1059700-7 | Tarkwa | N/A | 1 | N/A |  |  | 1 | IN STOCK
0357-1060817-20 | KIT,ELEMENT,CARTRIDGE,PLEATED | 1060817-20 | Tarkwa | N/A | 7 | N/A |  |  | 7 | IN STOCK
0358-1060817-50 | KIT,ELEMENT,CARTRIDGE,PLEATED | 1060817-50 | Tarkwa | N/A | 4 | N/A |  |  | 4 | IN STOCK
0359-1061979-1 | RELAY,DPDT,6 A | 1061979-1 | Tarkwa | N/A | 0 | N/A |  |  | 0 | OUT OF STOCK
0360-1062257-2 | VALVE,SOLENOID,QUICK EXH,0.375 | 1062257-2 | Tarkwa | N/A | 2 | N/A |  |  | 2 | IN STOCK
0361-1062257-2 | VALVE,SOLENOID,QUICK EXH,0.375 | 1062257-2 | Tarkwa | N/A | 0 | N/A |  |  | 0 | OUT OF STOCK
0362-1062883-100 | VALVE ASSY,BALL,PNEU | 1062883-100 | Tarkwa | N/A | 2 | N/A |  |  | 2 | IN STOCK
0363-1062883-3 | ACTUATOR,ROTARY,PNEU | 1062883-3 | Tarkwa | N/A | 2 | N/A |  |  | 2 | IN STOCK
0364-1064721-12 | VALVE,HAND,BALL,0.75 IN,150 | 1064721-12 | Tarkwa | N/A | 1 | N/A |  |  | 1 | IN STOCK
0365-1064721-13 | VALVE,HAND,BALL,0.375 IN,150 | 1064721-13 | Tarkwa | N/A | 1 | N/A |  |  | 1 | IN STOCK
0366-1064721-14 | VALVE,HAND,NEEDLE,0.25 IN,150 | 1064721-14 | Tarkwa | N/A | 1 | N/A |  |  | 1 | IN STOCK
0367-1064728-7 | KIT,REPAIR,VALVE,TRANSFER,LO | 1064728-7 | Tarkwa | N/A | 2 | N/A |  |  | 2 | IN STOCK
0368-1064728-7 | KIT,REPAIR,VALVE,TRANSFER,LO | 1064728-7 | Tarkwa | N/A | 0 | N/A |  |  | 0 | OUT OF STOCK
0369-1064851-1 | SWITCH,PUSHBUTTON,3PST,BLACK | 1064851-1 | Tarkwa | N/A | 1 | N/A |  |  | 1 | IN STOCK
0370-1064851-2 | SWITCH,SELECTOR,3-POSITION | 1064851-2 | Tarkwa | N/A | 2 | N/A |  |  | 2 | IN STOCK
0371-1064851-2 | SWITCH,SELECTOR,3-POSITION | 1064851-2 | Tarkwa | N/A | 0 | N/A |  |  | 0 | OUT OF STOCK
0372-1064851-3 | SWITCH,KEY,3-POSITION,3PST | 1064851-3 | Tarkwa | N/A | 1 | N/A |  |  | 1 | IN STOCK
0373-1064851-5 | SWITCH,PUSHBUTTON,RED,MUSHROOM | 1064851-5 | Tarkwa | N/A | 2 | N/A |  |  | 2 | IN STOCK
0374-1064851-5 | SWITCH,PUSHBUTTON,RED,MUSHROOM | 1064851-5 | Tarkwa | N/A | 0 | N/A |  |  | 0 | OUT OF STOCK
0375-1064851-6 | INDICATOR,LIGHTED | 1064851-6 | Tarkwa | N/A | 6 | N/A |  |  | 6 | IN STOCK
0376-1064963-7 | PUMP, LUBE OIL, 410 GPM, 150 PSI | 1064963-7 | Tarkwa | N/A | 0 | N/A |  |  | 0 | OUT OF STOCK
0377-1064963-77661 | PUMP/MOTOR, LUBE OIL, 30 HP | 1064963-77661 | Tarkwa | N/A | 0 | N/A |  |  | 0 | OUT OF STOCK
0378-1065035-101 | DETECTOR TEMP RESISTANCE | 1065035-101 | Tarkwa | N/A | 1 | N/A |  |  | 1 | IN STOCK
0379-1065035-11 | DETECTOR,TEMP,RESISTANCE | 1065035-11 | Tarkwa | N/A | 1 | N/A |  |  | 1 | IN STOCK
0380-1065035-14 | DETECTOR,TEMP,RESISTANCE | 1065035-14 | Tarkwa | N/A | 1 | N/A |  |  | 1 | IN STOCK
0381-1065035-6 | DETECTOR,TEMP,RESISTANCE | 1065035-6 | Tarkwa | N/A | 1 | N/A |  |  | 1 | IN STOCK
0382-1065717-300 | FLOWMETER,0-12000 LB./HR PPH | 1065717-300 | Tarkwa | N/A | 1 | N/A |  |  | 1 | IN STOCK
0383-1066076-100 | SENSOR T5 TC MARS (THERMOCOUPLE,TYPE- K) | 1066076-100 | Tarkwa | N/A | 15 | N/A |  |  | 15 | IN STOCK
0384-1070601-1 | TRANSMITTER,PRESS,D | 1070601-1 | Tarkwa | N/A | 0 | N/A |  |  | 0 | OUT OF STOCK
0385-1070601-2 | TRANSMITTER,PRESS,D | 1070601-2 | Tarkwa | N/A | 0 | N/A |  |  | 0 | OUT OF STOCK
0386-1071327-1 | TRANSDUCER,PRESS,1000 PSI | 1071327-1 | Tarkwa | N/A | 1 | N/A |  |  | 1 | IN STOCK
0387-1071411-1 | RELAY, TIMER, ADJUSTABLE | 1071411-1 | Tarkwa | N/A | 4 | N/A |  |  | 4 | IN STOCK
0388-1071411-1 | RELAY, TIMER, ADJUSTABLE | 1071411-1 | Tarkwa | N/A | 0 | N/A |  |  | 0 | OUT OF STOCK
0389-1071411-3 | RELAY,TIMER,WATCHDOG,24 VDC,2 | 1071411-3 | Tarkwa | N/A | 5 | N/A |  |  | 5 | IN STOCK
0390-1071411-3 | RELAY,TIMER,WATCHDOG,24 VDC,2 | 1071411-3 | Tarkwa | N/A | 0 | N/A |  |  | 0 | OUT OF STOCK
0391-1071905-100 | THERMOCOUPLE,TYPE-N | 1071905-100 | Tarkwa | N/A | 1 | N/A |  |  | 1 | IN STOCK
0392-1076251-1 | RELAY,24 VDC,10 A | 1076251-1 | Tarkwa | N/A | 1 | N/A |  |  | 1 | IN STOCK
0393-1076251-2 | SOCKET,RELAY,24 VDC,10 A | 1076251-2 | Tarkwa | N/A | 3 | N/A |  |  | 3 | IN STOCK
0394-1076251-2 | SOCKET,RELAY,24 VDC,10 A | 1076251-2 | Tarkwa | N/A | 0 | N/A |  |  | 0 | OUT OF STOCK
0395-1078325-1 | DETECTOR,GAS,METHANE (CH4),LON | 1078325-1 | Tarkwa | N/A | 6 | N/A |  |  | 6 | IN STOCK
0396-1078325-18 | O-RING,COVER,DETECT | 1078325-18 | Tarkwa | N/A | 0 | N/A |  |  | 0 | OUT OF STOCK
0397-1078325-5 | DETECTOR,GAS,METHANE (CH4),LON | 1078325-5 | Tarkwa | N/A | 2 | N/A |  |  | 2 | IN STOCK
0398-1083334-100 | VALVE ASSY | 1083334-100 | Tarkwa | N/A | 1 | N/A |  |  | 1 | IN STOCK
0399-1085271-1001 | MODULE,VFD,INTERFACE | 1085271-1001 | Tarkwa | N/A | 1 | N/A |  |  | 1 | IN STOCK
0400-1085271-1002 | CARD,VFD,I/O,POWERFLEX 700VC | 1085271-1002 | Tarkwa | N/A | 1 | N/A |  |  | 1 | IN STOCK
0401-1085271-1003 | MODULE,VFD,INTERFACE | 1085271-1003 | Tarkwa | N/A | 1 | N/A |  |  | 1 | IN STOCK
0402-1085271-1004 | CASSETTE,VFD | 1085271-1004 | Tarkwa | N/A | 1 | N/A |  |  | 1 | IN STOCK
0403-1087491-3 | ELEMENT,FLTR,AIR,GAS FUEL,CYL | 1087491-3 | Tarkwa | N/A | 12 | N/A |  |  | 12 | IN STOCK
0404-1089240-10 | MODULE, FLEX, FAST ANALOG, 2 IN | 1089240-10 | Tarkwa | N/A | 3 | N/A |  |  | 3 | IN STOCK
0405-1089240-10 | MODULE, FLEX, FAST ANALOG, 2 IN | 1089240-10 | Tarkwa | N/A | 0 | N/A |  |  | 0 | OUT OF STOCK
0406-1089240-11 | MODULE,FLEX,FAST ANALOG,4 OUT | 1089240-11 | Tarkwa | N/A | 3 | N/A |  |  | 3 | IN STOCK
0407-1089240-11 | MODULE,FLEX,FAST ANALOG,4 OUT | 1089240-11 | Tarkwa | N/A | 0 | N/A |  |  | 0 | OUT OF STOCK
0408-1089240-18 | MODULE,FLEX,ANALOG,8 IN,HART | 1089240-18 | Tarkwa | N/A | 2 | N/A |  |  | 2 | IN STOCK
0409-1089240-18 | MODULE,FLEX,ANALOG,8 IN,HART | 1089240-18 | Tarkwa | N/A | 0 | N/A |  |  | 0 | OUT OF STOCK
0410-1089240-2 | MODULE,FLEX,DISCRETE,16 IN | 1089240-2 | Tarkwa | N/A | 7 | N/A |  |  | 7 | IN STOCK
0411-1089240-2 | MODULE,FLEX,DISCRETE,16 IN | 1089240-2 | Tarkwa | N/A | 0 | N/A |  |  | 0 | OUT OF STOCK
0412-1089240-29 | MODULE,FLEX,FAST COUNTER,2 IN | 1089240-29 | Tarkwa | N/A | 2 | N/A |  |  | 2 | IN STOCK
0413-1089240-3 | MODULE,FLEX,DISCRETE,10 IN/6 | 1089240-3 | Tarkwa | N/A | 4 | N/A |  |  | 4 | IN STOCK
0414-1089240-3 | MODULE,FLEX,DISCRETE,10 IN/6 | 1089240-3 | Tarkwa | N/A | 0 | N/A |  |  | 0 | OUT OF STOCK
0415-1089240-30 | MODULE, FLEX, ADAPTER | 1089240-30 | Tarkwa | N/A | 4 | N/A |  |  | 4 | IN STOCK
0416-1089240-30 | MODULE, FLEX, ADAPTER | 1089240-30 | Tarkwa | N/A | 0 | N/A |  |  | 0 | OUT OF STOCK
0417-1089240-31 | MODULE,FLEX,FAST RTD/TC,8 IN | 1089240-31 | Tarkwa | N/A | 5 | N/A |  |  | 5 | IN STOCK
0418-1089240-31 | MODULE,FLEX,FAST RTD/TC,8 IN | 1089240-31 | Tarkwa | N/A | 0 | N/A |  |  | 0 | OUT OF STOCK
0419-1089240-32 | MODULE,FLEX,ADAPTER | 1089240-32 | Tarkwa | N/A | 2 | N/A |  |  | 2 | IN STOCK
0420-1089240-32 | MODULE,FLEX,ADAPTER | 1089240-32 | Tarkwa | N/A | 0 | N/A |  |  | 0 | OUT OF STOCK
0421-1089240-4 | MODULE,FLEX,DISCRETE,8 OUT | 1089240-4 | Tarkwa | N/A | 5 | N/A |  |  | 5 | IN STOCK
0422-1089240-4 | MODULE,FLEX,DISCRETE,8 OUT | 1089240-4 | Tarkwa | N/A | 0 | N/A |  |  | 0 | OUT OF STOCK
0423-1089240-5 | MODULE,FLEX,DISCRETE,16 OUT | 1089240-5 | Tarkwa | N/A | 4 | N/A |  |  | 4 | IN STOCK
0424-1089240-5 | MODULE,FLEX,DISCRETE,16 OUT | 1089240-5 | Tarkwa | N/A | 0 | N/A |  |  | 0 | OUT OF STOCK
0425-1089240-7 | MODULE,FLEX,ANALOG,8 IN | 1089240-7 | Tarkwa | N/A | 4 | N/A |  |  | 4 | IN STOCK
0426-1089240-7 | MODULE,FLEX,ANALOG,8 IN | 1089240-7 | Tarkwa | N/A | 0 | N/A |  |  | 0 | OUT OF STOCK
0427-1089241-28 | POWER SUPPLY,42 W,24 VDC | 1089241-28 | Tarkwa | N/A | 1 | N/A |  |  | 1 | IN STOCK
0428-1089241-30 | MODULE,CONTROLLER | 1089241-30 | Tarkwa | N/A | 1 | N/A |  |  | 1 | IN STOCK
0429-1089241-36 | MODULE,COMMUNICATION,ETHERNET | 1089241-36 | Tarkwa | N/A | 1 | N/A |  |  | 1 | IN STOCK
0430-1089241-40 | MODULE,COMMUNICATION,ETHERNET | 1089241-40 | Tarkwa | N/A | 1 | N/A |  |  | 1 | IN STOCK
0431-1089241-4 | MODULE,COMMUNICATION,ETHERNET | 1089241-4 | Tarkwa | N/A | 1 | N/A |  |  | 1 | IN STOCK
0432-1089636-1 | VALVE,RELIEF,3000 PSI | 1089636-1 | Tarkwa | N/A | 1 | N/A |  |  | 1 | IN STOCK
0433-1090121-201 | COLLECTOR ASSY, EXHAUST | 1090121-201 | Tarkwa | N/A | 2 | N/A |  |  | 2 | IN STOCK
0434-1091605-100 | VALVE,SOLENOID,3-WAY,0.5 IN,24 | 1091605-100 | Tarkwa | N/A | 1 | N/A |  |  | 1 | IN STOCK
0435-1097483-102 | KIT, RETROFIT, POWER SUPPLY | 1097483-102 | Tarkwa | N/A | 1 | N/A |  |  | 1 | IN STOCK
0436-1097483-103 | KIT, RETROFIT, POWER SUPPLY | 1097483-103 | Tarkwa | N/A | 1 | N/A |  |  | 1 | IN STOCK
0437-1097965-103 | THERMOCOUPLE,TYPE-N | 1097965-103 | Tarkwa | N/A | 1 | N/A |  |  | 1 | IN STOCK
0438-1097965-103 | THERMOCOUPLE,TYPE-N | 1097965-103 | Tarkwa | N/A | 1 | N/A |  |  | 1 | IN STOCK
0439-1098088-400 | VALVE ASSY,BALL,SHUT OFF,PNEU | 1098088-400 | Tarkwa | N/A | 1 | N/A |  |  | 1 | IN STOCK
0440-1105411-1 | CONDITIONER,SIGNAL | 1105411-1 | Tarkwa | N/A | 1 | N/A |  |  | 1 | IN STOCK
0441-1105411-3 | TRANSDUCER, PRESS, 290 PSIG | 1105411-3 | Tarkwa | N/A | 1 | N/A |  |  | 1 | IN STOCK
0442-1105411-6 | SEAL,0.094 IN THK,INCONEL 600 | 1105411-6 | Tarkwa | N/A | 4 | N/A |  |  | 4 | IN STOCK
0443-1105411-7 | CABLE ARMORED, CIRCULAR | 1105411-7 | Tarkwa | N/A | 1 | N/A |  |  | 1 | IN STOCK
0444-1109803-52 | TRANSMITTER,PRESS,1450 PSI | 1109803-52 | Tarkwa | N/A | 2 | N/A |  |  | 2 | IN STOCK
0445-1109803-74 | TRANSMITTER, PRESS, 1450 PSI | 1109803-74 | Tarkwa | N/A | 2 | N/A |  |  | 2 | IN STOCK
0446-1109804-50 | TRANSMITTER,DP,400 IN-H2O | 1109804-50 | Tarkwa | N/A | 1 | N/A |  |  | 1 | IN STOCK
0447-1109805-50 | TRANSMITTER,PRESS,290 PSIA | 1109805-50 | Tarkwa | N/A | 1 | N/A |  |  | 1 | IN STOCK
0448-1112342-1001 | DRIVE, VAR FREQ | 1112342-1001 | Tarkwa | N/A | 2 | N/A |  |  | 2 | IN STOCK
0449-1113568-100 | HORN,NON-EP,GRAY | 1113568-100 | Tarkwa | N/A | 1 | N/A |  |  | 1 | IN STOCK
0450-1119585-400 | ACTUATOR,LINEAR,ELEC | 1119585-400 | Tarkwa | N/A | 1 | N/A |  |  | 1 | IN STOCK
0451-112015-1 | ADHESIVE,THREADLOCK | 112015-1 | Tarkwa | N/A | 2 | N/A |  |  | 2 | IN STOCK
0452-1121541-1 | GASKET,14.05 ID,18.00 OD,0.03 | 1121541-1 | Tarkwa | N/A | 2 | N/A |  |  | 2 | IN STOCK
0453-1123141-2025 | VALVE ASSY,BALL,PNEU,2.0 IN | 1123141-2025 | Tarkwa | N/A | 1 | N/A |  |  | 1 | IN STOCK
0454-1128747-2 | SENSOR,VEL,PIEZOELECTRIC | 1128747-2 | Tarkwa | N/A | 1 | N/A |  |  | 1 | IN STOCK
0455-1153826-101 | KIT,INSTL,STARTER W/REDUCER | 1153826-101 | Tarkwa | N/A | 1 | N/A |  |  | 1 | IN STOCK
0456-118602-23 | STRAINER,MESH,1.0 | 118602-23 | Tarkwa | N/A | 0 | N/A |  |  | 0 | OUT OF STOCK
0457-120022-7 | BOLT,HEX,0.375-16 X 1.25 IN,B7 | 120022-7 | Tarkwa | N/A | 67 | N/A |  |  | 67 | IN STOCK
0458-120022-7 | BOLT,HEX,0.375-16 X 1.25 IN,B7 | 120022-7 | Tarkwa | N/A | 2400 | N/A |  |  | 2400 | IN STOCK
0459-120667-10 | SWITCH,LEVEL,FLOAT,5171 KPA | 120667-10 | Tarkwa | N/A | 2 | N/A |  |  | 2 | IN STOCK
0460-120710-1 | CABLE,IGNITION,84.0 IN | 120710-1 | Tarkwa | N/A | 1 | N/A |  |  | 1 | IN STOCK
0461-120713-39 | KIT,REPAIR,135F,3 IN REG,TEMP | 120713-39 | Tarkwa | N/A | 1 | N/A |  |  | 1 | IN STOCK
0462-120848-4 | STRAINER,Y-TYPE,0.75 | 120848-4 | Tarkwa | N/A | 2 | N/A |  |  | 2 | IN STOCK
0463-124907-14 | GROMMET,0.965 OD | 124907-14 | Tarkwa | N/A | 3 | N/A |  |  | 3 | IN STOCK
0464-124907-17 | GROMMET,0.965 OD,0.994 IN | 124907-17 | Tarkwa | N/A | 2 | N/A |  |  | 2 | IN STOCK
0465-124907-4 | GROMMET,0.965 OD | 124907-4 | Tarkwa | N/A | 2 | N/A |  |  | 2 | IN STOCK
0466-124907-7 | GROMMET,0.965 OD (GROMMET, WIRE, INSTRUMENT, 2-HOLE) | 124907-7 | Tarkwa | N/A | 4 | N/A |  |  | 4 | IN STOCK
0467-1286570-1 | POWER SUPPLY,1260 W,28 VDC | 1286570-1 | Tarkwa | N/A | 1 | N/A |  |  | 1 | IN STOCK
0468-1300392-0206 | GASKET, SPIRAL, 2.0, CL150, RF | 1300392-0206 | Tarkwa | N/A | 10 | N/A |  |  | 10 | IN STOCK
0469-1300392-0207 | GASKET,SPIRAL,2.5,C | 1300392-0207 | Tarkwa | N/A | 2 | N/A |  |  | 2 | IN STOCK
0470-1300392-0208 | GASKET,SPIRAL,3.0,CL150,RF | 1300392-0208 | Tarkwa | N/A | 10 | N/A |  |  | 10 | IN STOCK
0471-1300392-0212 | GASKET,SPIRAL,6.0,CL150,RF | 1300392-0212 | Tarkwa | N/A | 4 | N/A |  |  | 4 | IN STOCK
0472-1300392-0406 | GASKET,SPIRAL,2.0,CL300,RF | 1300392-0406 | Tarkwa | N/A | 10 | N/A |  |  | 10 | IN STOCK
0473-1300392-0408 | GASKET, SPIRAL, 3.0, CL300, RF | 1300392-0408 | Tarkwa | N/A | 4 | N/A |  |  | 4 | IN STOCK
0474-131248-10 | VALVE,HAND,BALL,2 IN | 131248-10 | Tarkwa | N/A | 1 | N/A |  |  | 1 | IN STOCK
0475-1322418-11 | MODULE,VIB,DYNAMIC | 1322418-11 | Tarkwa | N/A | 0 | N/A |  |  | 0 | OUT OF STOCK
0476-1322418-20 | BASE,VIBRATION,RA 1444,DYN | 1322418-20 | Tarkwa | N/A | 1 | N/A |  |  | 1 | IN STOCK
0477-1322418-31 | MODULE,VIB,TACHOMETER,RA 1444 | 1322418-31 | Tarkwa | N/A | 1 | N/A |  |  | 1 | IN STOCK
0478-1322418-40 | BASE,VIBRATION,RA 1444 | 1322418-40 | Tarkwa | N/A | 1 | N/A |  |  | 1 | IN STOCK
0479-136578-1 | INJECTOR, TORCH | 136578-1 | Tarkwa | N/A | 1 | N/A |  |  | 1 | IN STOCK
0480-136845-1 | GASKET,1.85 X .62IN,.032 | 136845-1 | Tarkwa | N/A | 12 | N/A |  |  | 12 | IN STOCK
0481-1402159-1 | VALVE,NEEDLE,MAN,0.375 IN,500 | 1402159-1 | Tarkwa | N/A | 1 | N/A |  |  | 1 | IN STOCK
0482-1402160-2 | VALVE,BALL,MANUAL,2 IN,500 PSI | 1402160-2 | Tarkwa | N/A | 1 | N/A |  |  | 1 | IN STOCK
0483-1425291-4 | VALVE,HAND,BALL,0.5 IN,150 PSI | 1425291-4 | Tarkwa | N/A | 1 | N/A |  |  | 1 | IN STOCK
0484-1425291-5 | VALVE,HAND,NEEDLE,0.5 IN,150 | 1425291-5 | Tarkwa | N/A | 2 | N/A |  |  | 2 | IN STOCK
0485-1425291-6 | ELEMENT,OIL | 1425291-6 | Tarkwa | N/A | 2 | N/A |  |  | 2 | IN STOCK
0486-1425291-7 | KIT,REPAIR,VALVE,TRANSFER,LO | 1425291-7 | Tarkwa | N/A | 1 | N/A |  |  | 1 | IN STOCK
0487-1425294-10 | VALVE,RELIEF,1.5 IN,150 PSI | 1425294-10 | Tarkwa | N/A | 1 | N/A |  |  | 1 | IN STOCK
0488-1425295-10 | REGULATOR,TEMP,130 DEGF,3 IN | 1425295-10 | Tarkwa | N/A | 0 | N/A |  |  | 0 | OUT OF STOCK
0489-1425295-50 | REGULATOR,TEMP,120 DEGF,3 IN | 1425295-50 | Tarkwa | N/A | 1 | N/A |  |  | 1 | IN STOCK
0490-1425296-3Y311 | REGULATOR,PRESS,2 IN,35 PSI | 1425296-3Y311 | Tarkwa | N/A | 1 | N/A |  |  | 1 | IN STOCK
0491-1425296-3Y311 | REGULATOR,PRESS,2 IN,35 PSI | 1425296-3Y311 | Tarkwa | N/A | 1 | N/A |  |  | 1 | IN STOCK
0492-1426550-10 | ELEMENT,FLTR,OIL,CYL | 1426550-10 | Tarkwa | N/A | 0 | N/A |  |  | 0 | OUT OF STOCK
0493-1449165-30 | COUPLING,CUSHION,PMP/MTR,3.0 | 1449165-30 | Tarkwa | N/A | 1 | N/A |  |  | 1 | IN STOCK
0494-1449166-1 | ELEMENT, AIR, FIBER GLASS | 1449166-1 | Tarkwa | N/A | 4 | N/A |  |  | 4 | IN STOCK
0495-1449512-100 | PUMP,OIL,LUBE,455.6,552.8 LPM | 1449512-100 | Tarkwa | N/A | 1 | N/A |  |  | 1 | IN STOCK
0496-1449512-100 | PUMP, OIL, LUBE, 455.6,552.8 LPM | 1449512-100 | Tarkwa | N/A | 1 | N/A |  |  | 1 | IN STOCK
0497-1449512-30 | COUPLING,CUSHION,PMP/MTR,4.51 | 1449512-30 | Tarkwa | N/A | 1 | N/A |  |  | 1 | IN STOCK
0498-1449513-1 | MOTOR,ELEC,115 VDC | 1449513-1 | Tarkwa | N/A | 1 | N/A |  |  | 1 | IN STOCK
0499-1453006-1 | TRANSMITTER,LEVEL,GUIDED RADAR | 1453006-1 | Tarkwa | N/A | 1 | N/A |  |  | 1 | IN STOCK
0500-1453040-5 | DETECTOR, FLAME, UV/IR | 1453040-5 | Tarkwa | N/A | 1 | N/A |  |  | 1 | IN STOCK
0501-1453630-1 | MOTOR ELEC 7.5 HP, 460 VAC, 60 | 1453630-1 | Tarkwa | N/A | 1 | N/A |  |  | 1 | IN STOCK
0502-1453630-2 | MOTOR,ELEC,1.5 HP,460 VAC,60 | 1453630-2 | Tarkwa | N/A | 1 | N/A |  |  | 1 | IN STOCK
0503-1455351-100 | COUPLING,GEARBOX,BL | 1455351-100 | Tarkwa | N/A | 0 | N/A |  |  | 0 | OUT OF STOCK
0504-1470281-3 | SENSOR,SPEED,PASSIVE | 1470281-3 | Tarkwa | N/A | 1 | N/A |  |  | 1 | IN STOCK
0505-136544-4 | SENSOR,SPEED,PASSIVE | 136544-4 | Tarkwa | N/A | 2 | N/A |  |  | 2 | IN STOCK
0506-1470281-9 | SENSOR,SPEED,PASSIVE | 1470281-9 | Tarkwa | N/A | 1 | N/A |  |  | 1 | IN STOCK
0507-1470281-9 | SENSOR,SPEED,PASSIVE | 1470281-9 | Tarkwa | N/A | 1 | N/A |  |  | 1 | IN STOCK
0508-1479391-3 | ELEMENT, FLTR,MIST, CART, CYL, FGL | 1479391-3 | Tarkwa | N/A | 0 | N/A |  |  | 0 | OUT OF STOCK
0509-1482661-1 | GASKET,9.93 ID,13.78 OD,0.031 | 1482661-1 | Tarkwa | N/A | 3 | N/A |  |  | 3 | IN STOCK
0510-1482661-1 | GASKET,9.93 ID,13.78 OD,0.031 | 1482661-1 | Tarkwa | N/A | 0 | N/A |  |  | 0 | OUT OF STOCK
0511-1483682-10 | SWITCH,PUSHBUTTON,NO/NC,5 A,24 | 1483682-10 | Tarkwa | N/A | 1 | N/A |  |  | 1 | IN STOCK
0512-1483682-11 | SWITCH,PUSHBUTTON,NO/NC,5 A,24 | 1483682-11 | Tarkwa | N/A | 1 | N/A |  |  | 1 | IN STOCK
0513-1483682-12 | SWITCH,PUSHBUTTON,NO/NC,5 A,24 | 1483682-12 | Tarkwa | N/A | 1 | N/A |  |  | 1 | IN STOCK
0514-1483682-14 | SWITCH,SELECTOR,3-POSITION | 1483682-14 | Tarkwa | N/A | 1 | N/A |  |  | 1 | IN STOCK
0515-1483682-15 | SWITCH,SELECTOR,2-POSITION | 1483682-15 | Tarkwa | N/A | 1 | N/A |  |  | 1 | IN STOCK
0516-1483682-18 | HORN,BLACK | 1483682-18 | Tarkwa | N/A | 1 | N/A |  |  | 1 | IN STOCK
0517-1483682-20 | SWITCH,PUSHBUTTON,NC/NC,5 A | 1483682-20 | Tarkwa | N/A | 1 | N/A |  |  | 1 | IN STOCK
0518-1483682-26 | SWITCH,KEY,2-POSITION,5 A,120 | 1483682-26 | Tarkwa | N/A | 1 | N/A |  |  | 1 | IN STOCK
0519-1483682-29 | DIODE,POWER,CLAMPING,600 V,5 A | 1483682-29 | Tarkwa | N/A | 2 | N/A |  |  | 2 | IN STOCK
0520-1483682-30 | SWITCH,KEY,2-POSITION,NC/NC,5 | 1483682-30 | Tarkwa | N/A | 1 | N/A |  |  | 1 | IN STOCK
0521-1483682-6 | SWITCH,PUSHBUTTON,NO/NC,5 A | 1483682-6 | Tarkwa | N/A | 1 | N/A |  |  | 1 | IN STOCK
0522-1503046-1 | RELAY,UNDERVOLTAGE,230 VAC,5 A | 1503046-1 | Tarkwa | N/A | 1 | N/A |  |  | 1 | IN STOCK
0523-1503048-1 | MODULE, RELAY, OUTPUT | 1503048-1 | Tarkwa | N/A | 1 | N/A |  |  | 1 | IN STOCK
0524-1503049-1 | RELAY,15 A | 1503049-1 | Tarkwa | N/A | 1 | N/A |  |  | 1 | IN STOCK
0525-1503049-2 | RELAY,10 A | 1503049-2 | Tarkwa | N/A | 2 | N/A |  |  | 2 | IN STOCK
0526-1503049-2 | RELAY,10 A | 1503049-2 | Tarkwa | N/A | 0 | N/A |  |  | 0 | OUT OF STOCK
0527-1503049-3 | RELAY,10 A | 1503049-3 | Tarkwa | N/A | 1 | N/A |  |  | 1 | IN STOCK
0528-1503050-3 | BREAKER,CIRCUIT,2 A,BLANK,RAIL | 1503050-3 | Tarkwa | N/A | 1 | N/A |  |  | 1 | IN STOCK
0529-154554-12 | FAN,VENT,24 VDC | 154554-12 | Tarkwa | N/A | 3 | N/A |  |  | 3 | IN STOCK
0530-154554-12 | FAN,VENT,24 VDC | 154554-12 | Tarkwa | N/A | 0 | N/A |  |  | 0 | OUT OF STOCK
0531-154554-9 | FAN,SINGLE,VENT,24 VDC | 154554-9 | Tarkwa | N/A | 3 | N/A |  |  | 3 | IN STOCK
0532-154554-9 | FAN,SINGLE,VENT,24 VDC | 154554-9 | Tarkwa | N/A | 0 | N/A |  |  | 0 | OUT OF STOCK
0533-1577354-4000 | COMPUTER SYS,TT4000 SGL UNIT | 1577354-4000 | Tarkwa | N/A | 1 | N/A |  |  | 1 | IN STOCK
0534-1117722-1 | SYNCHRONOSCOPE 50 HZ | 1117722-1 | Tarkwa | N/A | 1 | N/A |  |  | 1 | IN STOCK
0535-186891-10 | METER VOLT 0-200 VDC ANALOG | 186891-10 | Tarkwa | N/A | 1 | N/A |  |  | 1 | IN STOCK
0536-1012991-75 | MOTOR ELEC 150 HP 380 VAC 3 BH | 1012991-75 | Tarkwa | N/A | 1 | N/A |  |  | 1 | IN STOCK
0537-1658175-2 | STARTER,150 HP,380 VAC,75 HZ,3 | 1658175-2 | Tarkwa | N/A | 0 | N/A |  |  | 0 | OUT OF STOCK
0538-171481-1 | NUT | 171481-1 | Tarkwa | N/A | 48 | N/A |  |  | 48 | IN STOCK
0539-172439-2 | PACKING,BLEED AIR | 172439-2 | Tarkwa | N/A | 26 | N/A |  |  | 26 | IN STOCK
0540-172567-1 | GASKET,5.62 X 5.62IN,.030 | 172567-1 | Tarkwa | N/A | 15 | N/A |  |  | 15 | IN STOCK
0541-173942-1 | GASKET,3.32 ID,3.68 OD,0.049 | 173942-1 | Tarkwa | N/A | 15 | N/A |  |  | 15 | IN STOCK
0542-1752326-11 | VALVE, SOLENOID, 3-WAY PSI | 1752326-11 | Tarkwa | N/A | 1 | N/A |  |  | 1 | IN STOCK
0543-1067311-2 | VALVE,SOLENOID,3-WAY,0.5 IN | 1067311-2 | Tarkwa | N/A | 1 | N/A |  |  | 1 | IN STOCK
0544-1031757-109 | VALVE ASSY,BLEED | 1031757-109 | Tarkwa | N/A | 1 | N/A |  |  | 1 | IN STOCK
0545-1031757-206 | VALVE,BLEED,ELECTRIC,4.0 IN | 1031757-206 | Tarkwa | N/A | 1 | N/A |  |  | 1 | IN STOCK
0546-186232-2700 | VALVE ASSY,BALL,PNEU,2.0 IN | 186232-2700 | Tarkwa | N/A | 1 | N/A |  |  | 1 | IN STOCK
0547-186232-2900 | VALVE ASSY BALL | 186232-2900 | Tarkwa | N/A | 1 | N/A |  |  | 1 | IN STOCK
0548-186232-39 | VALVE,BALL,2.0 IN,675 PSI | 186232-39 | Tarkwa | N/A | 1 | N/A |  |  | 1 | IN STOCK
0549-186273-1 | REGULATOR,PRESS,POPPET,0.25 IN | 186273-1 | Tarkwa | N/A | 1 | N/A |  |  | 1 | IN STOCK
0550-186273-2 | REGULATOR,PRESS,POPPET | 186273-2 | Tarkwa | N/A | 1 | N/A |  |  | 1 | IN STOCK
0551-186273-36 | REGULATOR,PRESS,POPPET,0.25 IN | 186273-36 | Tarkwa | N/A | 1 | N/A |  |  | 1 | IN STOCK
0552-186276-1 | VALVE,RELIEF,0.25 IN,5000 PSIG | 186276-1 | Tarkwa | N/A | 1 | N/A |  |  | 1 | IN STOCK
0553-186406-1 | BOLT, COUPLING | 186406-1 | Tarkwa | N/A | 36 | N/A |  |  | 36 | IN STOCK
0554-186426-5 | VALVE,HAND,0.25 IN,0.50 IN | 186426-5 | Tarkwa | N/A | 1 | N/A |  |  | 1 | IN STOCK
0555-190242-3 | KIT,ELEMENT,COALESC | 190242-3 | Tarkwa | N/A | 0 | N/A |  |  | 0 | OUT OF STOCK
0556-190392-3 | VALVE,HAND,0.50 IN,6000 PSI | 190392-3 | Tarkwa | N/A | 3 | N/A |  |  | 3 | IN STOCK
0557-190392-3 | VALVE,HAND,0.50 IN,6000 PSI | 190392-3 | Tarkwa | N/A | 0 | N/A |  |  | 0 | OUT OF STOCK
0558-190537-303 | VALVE ASSY,BALL,PNEU,0.25 IN | 190537-303 | Tarkwa | N/A | 1 | N/A |  |  | 1 | IN STOCK
0559-190817-14 | DRIVER,PROBE,VIB,3300XL | 190817-14 | Tarkwa | N/A | 2 | N/A |  |  | 2 | IN STOCK
0560-190817-141 | DRIVER,PROBE,VIB,3300XL | 190817-141 | Tarkwa | N/A | 1 | N/A |  |  | 1 | IN STOCK
0561-190817-191 | DRIVER,PROBE,VIB,3300XL | 190817-191 | Tarkwa | N/A | 1 | N/A |  |  | 1 | IN STOCK
0562-190817-91 | DRIVER,PROBE,VIB,3300XL | 190817-91 | Tarkwa | N/A | 3 | N/A |  |  | 3 | IN STOCK
0563-190817-91 | DRIVER,PROBE,VIB,3300XL | 190817-91 | Tarkwa | N/A | 0 | N/A |  |  | 0 | OUT OF STOCK
0564-190826-1 | GASKET,4.38 ID,5.62 OD,0.020 | 190826-1 | Tarkwa | N/A | 63 | N/A |  |  | 63 | IN STOCK
0565-196685-1 | PLUG,BORESCOPE | 196685-1 | Tarkwa | N/A | 4 | N/A |  |  | 4 | IN STOCK
0566-1062257-1 | VALVE,SOLENOID,3-WAY,0.25 IN | 1062257-1 | Tarkwa | N/A | 3 | N/A |  |  | 3 | IN STOCK
0567-1067311-1 | VALVE,SOLENOID,3-WAY PSI | 1067311-1 | Tarkwa | N/A | 1 | N/A |  |  | 1 | IN STOCK
0568-1088209-1300 | VALVE,CONTROL,GAS FUEL | 1088209-1300 | Tarkwa | N/A | 1 | N/A |  |  | 1 | IN STOCK
0569-1088209-900 | VALVE,CONTROL,GAS FUEL | 1088209-900 | Tarkwa | N/A | 1 | N/A |  |  | 1 | IN STOCK
0570-120029-7 | VALVE,CHECK,1.312 IN | 120029-7 | Tarkwa | N/A | 1 | N/A |  |  | 1 | IN STOCK
0571-204559-1 | GASKET,6.00 ID,7.80 OD,0.032 | 204559-1 | Tarkwa | N/A | 4 | N/A |  |  | 4 | IN STOCK
0572-918777C2 | DETECTOR, TEMP, RESISTANCE | 918777C2 | Tarkwa | N/A | 1 | N/A |  |  | 1 | IN STOCK
0573-131230-6 | DETECTOR,TEMP,RESISTANCE | 131230-6 | Tarkwa | N/A | 2 | N/A |  |  | 2 | IN STOCK
0574-918801C1 | DETECTOR,TEMP,RESISTANCE | 918801C1 | Tarkwa | N/A | 1 | N/A |  |  | 1 | IN STOCK
0575-23600R1 | O-RING,SAE 023,BUNA-N | 23600R1 | Tarkwa | N/A | 100 | N/A |  |  | 100 | IN STOCK
0576-301380-200 | INJECTOR,GAS,CONVENTIONAL | 301380-200 | Tarkwa | N/A | 21 | N/A |  |  | 21 | IN STOCK
0577-301390-1 | GASKET,5.78 ID,8.6 OD,0.03125 | 301390-1 | Tarkwa | N/A | 1 | N/A |  |  | 1 | IN STOCK
0578-301479-1 | COUPLING,SPLINED | 301479-1 | Tarkwa | N/A | 1 | N/A |  |  | 1 | IN STOCK
0579-302951-200 | COUPLING,SHEAR | 302951-200 | Tarkwa | N/A | 0 | N/A |  |  | 0 | OUT OF STOCK
0580-302951-30 | SET,BOLT,SHEAR | 302951-30 | Tarkwa | N/A | 2 | N/A |  |  | 2 | IN STOCK
0581-303042-1 | GASKET,2.00 ID,3.39 OD,0.049 | 303042-1 | Tarkwa | N/A | 8 | N/A |  |  | 8 | IN STOCK
0582-303597-1 | GASKET,0.049 IN,METALLIC | 303597-1 | Tarkwa | N/A | 20 | N/A |  |  | 20 | IN STOCK
0583-304209-100 | PLUG,BORESCOPE | 304209-100 | Tarkwa | N/A | 1 | N/A |  |  | 1 | IN STOCK
0584-304223-100 | GASKET,3.76 X 2.86IN,.062THK | 304223-100 | Tarkwa | N/A | 374 | N/A |  |  | 374 | IN STOCK
0585-304649-100 | GASKET,2.82 ID,5.63 OD,0.078 | 304649-100 | Tarkwa | N/A | 27 | N/A |  |  | 27 | IN STOCK
0586-361904-1 | GASKET 3.32 | 361904-1 | Tarkwa | N/A | 1 | N/A |  |  | 1 | IN STOCK
0587-371544R1 | O-RING,SAE 015,BUNA-N | 371544R1 | Tarkwa | N/A | 250 | N/A |  |  | 250 | IN STOCK
0588-600165C1 | KIT, REPAIR, REGULATOR, | 600165C1 | Tarkwa | N/A | 4 | N/A |  |  | 4 | IN STOCK
0589-997692C1 | KIT,REPAIR,REGULATOR,PRESSURE | 997692C1 | Tarkwa | N/A | 1 | N/A |  |  | 1 | IN STOCK
0590-600357C1 | KIT,REPAIR,VALVE | 600357C1 | Tarkwa | N/A | 2 | N/A |  |  | 2 | IN STOCK
0591-600755C1 | REPLACEMENT, SEATS/PACKING | 600755C1 | Tarkwa | N/A | 1 | N/A |  |  | 1 | IN STOCK
0592-600910C1 | PROTECTOR,SURGE | 600910C1 | Tarkwa | N/A | 1 | N/A |  |  | 1 | IN STOCK
0593-601564C1 | KIT,REPAIR,MAJOR | 601564C1 | Tarkwa | N/A | 1 | N/A |  |  | 1 | IN STOCK
0594-601887C1 | GASKET,REPLACEMENT,FILTER | 601887C1 | Tarkwa | N/A | 5 | N/A |  |  | 5 | IN STOCK
0595-601887C1 | GASKET,REPLACEMENT,FILTER | 601887C1 | Tarkwa | N/A | 0 | N/A |  |  | 0 | OUT OF STOCK
0596-602759C1 | KIT,REPAIR,SEALS,VALVE | 602759C1 | Tarkwa | N/A | 3 | N/A |  |  | 3 | IN STOCK
0597-602759C1 | KIT,REPAIR,SEALS,VALVE | 602759C1 | Tarkwa | N/A | 0 | N/A |  |  | 0 | OUT OF STOCK
0598-602811C1 | GASKET,PTFE | 602811C1 | Tarkwa | N/A | 10 | N/A |  |  | 10 | IN STOCK
0599-603006C1 | GASKET,FULL FACE,1. | 603006C1 | Tarkwa | N/A | 0 | N/A |  |  | 0 | OUT OF STOCK
0600-603080C1 | ELEMENT,FLTR,WIRE MESH | 603080C1 | Tarkwa | N/A | 0 | N/A |  |  | 0 | OUT OF STOCK
0601-603135C1 | KIT,REPAIR,REGULATO | 603135C1 | Tarkwa | N/A | 0 | N/A |  |  | 0 | OUT OF STOCK
0602-603139C1 | KIT,REPAIR,REGULATOR,TEMP 120F | 603139C1 | Tarkwa | N/A | 1 | N/A |  |  | 1 | IN STOCK
0603-603879C1 | KIT, REPAIR, ACTUACTOR, SEALS | 603879C1 | Tarkwa | N/A | 1 | N/A |  |  | 1 | IN STOCK
0604-603880C1 | TOOL, KEEPER PLATE, VALVE SPRING | 603880C1 | Tarkwa | N/A | 1 | N/A |  |  | 1 | IN STOCK
0605-1007874-1 | DIODE,FORWARD,1200 V,125 A | 1007874-1 | Tarkwa | N/A | 9 | N/A |  |  | 9 | IN STOCK
0606-1007875-1 | DIODE,REVERSE,1200 V,125 A | 1007875-1 | Tarkwa | N/A | 12 | N/A |  |  | 12 | IN STOCK
0607-702008C1 | ELEMENT, FLTR, AIR, CYL, SYNTH, F9 | 702008C1 | Tarkwa | N/A | 3 | N/A |  |  | 3 | IN STOCK
0608-70-30093-1 | TAPE,FOAM | 70-30093-1 | Tarkwa | N/A | 0 | N/A |  |  | 0 | OUT OF STOCK
0609-70-30104-1 | DETECTOR, THERMAL | 70-30104-1 | Tarkwa | N/A | 1 | N/A |  |  | 1 | IN STOCK
0610-70-30140-3 | SWITCH,DP,SPDT,AIR | 70-30140-3 | Tarkwa | N/A | 1 | N/A |  |  | 1 | IN STOCK
0611-70-30148-1 | DISCHARGE HEAD | 70-30148-1 | Tarkwa | N/A | 2 | N/A |  |  | 2 | IN STOCK
0612-70-30296-1 | CLIP,GRATING | 70-30296-1 | Tarkwa | N/A | 20 | N/A |  |  | 20 | IN STOCK
0613-70-31237-1 | MAGNET,CALIBRATION | 70-31237-1 | Tarkwa | N/A | 0 | N/A |  |  | 0 | OUT OF STOCK
0614-80-30549-100 | LUBRICANT, GEL, ANTI-SEIZE | 80-30549-100 | Tarkwa | N/A | 2 | N/A |  |  | 2 | IN STOCK
0615-903218C1 | O-RING,SAE 010,VITON | 903218C1 | Tarkwa | N/A | 500 | N/A |  |  | 500 | IN STOCK
0616-903249C1 | O-RING,SAE 237,VITON | 903249C1 | Tarkwa | N/A | 0 | N/A |  |  | 0 | OUT OF STOCK
0617-903249C1 | O-RING,SAE 237,VITON | 903249C1 | Tarkwa | N/A | 11 | N/A |  |  | 11 | IN STOCK
0618-903253C1 | O-RING,SAE 245,VITON | 903253C1 | Tarkwa | N/A | 39 | N/A |  |  | 39 | IN STOCK
0619-903268C1 | O-RING,SAE 908,VITON | 903268C1 | Tarkwa | N/A | 26 | N/A |  |  | 26 | IN STOCK
0620-903315C1 | GASKET,0.77 ID,METALLIC,SPARK | 903315C1 | Tarkwa | N/A | 25 | N/A |  |  | 25 | IN STOCK
0621-903316C1 | SPARK PLUG | 903316C1 | Tarkwa | N/A | 8 | N/A |  |  | 8 | IN STOCK
0622-903509C1 | O-RING,SAE 219,VITON | 903509C1 | Tarkwa | N/A | 90 | N/A |  |  | 90 | IN STOCK
0623-903509C1 | O-RING,SAE 219,VITON | 903509C1 | Tarkwa | N/A | 0 | N/A |  |  | 0 | OUT OF STOCK
0624-903732C1 | O-RING,SAE 225,VITON | 903732C1 | Tarkwa | N/A | 91 | N/A |  |  | 91 | IN STOCK
0625-903752C1 | O-RING,SAE 932,VITON | 903752C1 | Tarkwa | N/A | 24 | N/A |  |  | 24 | IN STOCK
0626-908489C1 | GLASS,SIGHT | 908489C1 | Tarkwa | N/A | 1 | N/A |  |  | 1 | IN STOCK
0627-908539C1 | TRANSFORMER | 908539C1 | Tarkwa | N/A | 1 | N/A |  |  | 1 | IN STOCK
0628-908590C1 | DIODE,ZENER,REVERSE | 908590C1 | Tarkwa | N/A | 250 | N/A |  |  | 250 | IN STOCK
0629-908700C2 | LAMP,INCANDESCENT,CLEAR,28 VDC | 908700C2 | Tarkwa | N/A | 61 | N/A |  |  | 61 | IN STOCK
0630-910380C4 | VALVE,SOLENOID,3-WAY,24 VDC | 910380C4 | Tarkwa | N/A | 3 | N/A |  |  | 3 | IN STOCK
0631-910380C4 | VALVE,SOLENOID,3-WAY,24 VDC | 910380C4 | Tarkwa | N/A | 0 | N/A |  |  | 0 | OUT OF STOCK
0632-912137C1 | RESISTOR,0.25 W,10000 OHM | 912137C1 | Tarkwa | N/A | 500 | N/A |  |  | 500 | IN STOCK
0633-912642C1 | O-RING,SAE 228,VITON | 912642C1 | Tarkwa | N/A | 20 | N/A |  |  | 20 | IN STOCK
0634-912740C1 | SEAL,METALLIC | 912740C1 | Tarkwa | N/A | 10 | N/A |  |  | 10 | IN STOCK
0635-912740C1 | SEAL,METALLIC | 912740C1 | Tarkwa | N/A | 0 | N/A |  |  | 0 | OUT OF STOCK
0636-912755C1 | SEAL,METALLIC | 912755C1 | Tarkwa | N/A | 4 | N/A |  |  | 4 | IN STOCK
0637-915300C1 | WIRE,SAFETY,0.020 IN,302/304 | 915300C1 | Tarkwa | N/A | 1 | N/A |  |  | 1 | IN STOCK
0638-915498C1 | VALVE,CHECK,1 IN | 915498C1 | Tarkwa | N/A | 1 | N/A |  |  | 1 | IN STOCK
0639-917560C2 | EXCITER | 917560C2 | Tarkwa | N/A | 2 | N/A |  |  | 2 | IN STOCK
0640-918201C2 | VALVE,HAND,BALL,0.75 IN | 918201C2 | Tarkwa | N/A | 1 | N/A |  |  | 1 | IN STOCK
0641-918567C1 | GASKET,0.777 ID,1.040 OD,0.096 | 918567C1 | Tarkwa | N/A | 7 | N/A |  |  | 7 | IN STOCK
0642-918567C1 | GASKET,0.777 ID,1.040 OD,0.096 | 918567C1 | Tarkwa | N/A | 0 | N/A |  |  | 0 | OUT OF STOCK
0643-919340C2 | CABLE,IGNITION,59.0 IN | 919340C2 | Tarkwa | N/A | 2 | N/A |  |  | 2 | IN STOCK
0644-945718C1 | GASKET,HSG,STARTER,GAS | 945718C1 | Tarkwa | N/A | 40 | N/A |  |  | 40 | IN STOCK
0645-950000C1 | O-RING,SAE 121,VITON | 950000C1 | Tarkwa | N/A | 20 | N/A |  |  | 20 | IN STOCK
0646-950001C1 | O-RING,SAE 460,VITON | 950001C1 | Tarkwa | N/A | 16 | N/A |  |  | 16 | IN STOCK
0647-950238C1 | GASKET,NON-METALLIC,BUNA-N | 950238C1 | Tarkwa | N/A | 2 | N/A |  |  | 2 | IN STOCK
0648-951447C5 | VALVE,SOLENOID | 951447C5 | Tarkwa | N/A | 3 | N/A |  |  | 3 | IN STOCK
0649-951447C5 | VALVE,SOLENOID | 951447C5 | Tarkwa | N/A | 0 | N/A |  |  | 0 | OUT OF STOCK
0650-951906C1 | PLUG,BORESCOPE | 951906C1 | Tarkwa | N/A | 4 | N/A |  |  | 4 | IN STOCK
0651-951907C1 | PLUG,BORESCOPE | 951907C1 | Tarkwa | N/A | 64 | N/A |  |  | 64 | IN STOCK
0652-951908C1 | PLUG,BORESCOPE | 951908C1 | Tarkwa | N/A | 8 | N/A |  |  | 8 | IN STOCK
0653-953048C1 | RESISTOR,0.1 W,20000 OHM,+/-1 | 953048C1 | Tarkwa | N/A | 5 | N/A |  |  | 5 | IN STOCK
0654-954288C1 | CONTROL HEAD,ELECTRIC | 954288C1 | Tarkwa | N/A | 1 | N/A |  |  | 1 | IN STOCK
0655-960239C1 | SEAL,EXTRUSION | 960239C1 | Tarkwa | N/A | 6 | N/A |  |  | 6 | IN STOCK
0656-960592C1 | DIODE | 960592C1 | Tarkwa | N/A | 10 | N/A |  |  | 10 | IN STOCK
0657-961195C1 | PLUG,BORESCOPE | 961195C1 | Tarkwa | N/A | 2 | N/A |  |  | 2 | IN STOCK
0658-963859C1 | GASKET,SPIRAL,3.0,CL600,RF,304 | 963859C1 | Tarkwa | N/A | 8 | N/A |  |  | 8 | IN STOCK
0659-964686C1 | LOCKWASHER,SPLIT,0. | 964686C1 | Tarkwa | N/A | 0 | N/A |  |  | 0 | OUT OF STOCK
0660-964905C1 | BLOCK,MOUNTING,BARRIER SYS | 964905C1 | Tarkwa | N/A | 47 | N/A |  |  | 47 | IN STOCK
0661-965193C1 | GASKET,0.887 ID,1.187 OD,0.099 | 965193C1 | Tarkwa | N/A | 8 | N/A |  |  | 8 | IN STOCK
0662-965193C1 | GASKET,0.887 ID,1.187 OD,0.099 | 965193C1 | Tarkwa | N/A | 0 | N/A |  |  | 0 | OUT OF STOCK
0663-967664C1 | VALVE,RELIEF,0.375 IN PSI | 967664C1 | Tarkwa | N/A | 1 | N/A |  |  | 1 | IN STOCK
0664-967688C1 | SEAL,METALLIC | 967688C1 | Tarkwa | N/A | 17 | N/A |  |  | 17 | IN STOCK
0665-967688C1 | SEAL,METALLIC | 967688C1 | Tarkwa | N/A | 0 | N/A |  |  | 0 | OUT OF STOCK
0666-981089C1 | RESISTOR,1.0 W,1000 OHM,+/-1% | 981089C1 | Tarkwa | N/A | 5 | N/A |  |  | 5 | IN STOCK
0667-981090C1 | RESISTOR,1.0 W,3010 OHM,+/-1% | 981090C1 | Tarkwa | N/A | 4 | N/A |  |  | 4 | IN STOCK
0668-991260C1 | THERMOSTAT | 991260C1 | Tarkwa | N/A | 1 | N/A |  |  | 1 | IN STOCK
0669-991839C1 | KIT,REPAIR,VALVE,BALL | 991839C1 | Tarkwa | N/A | 6 | N/A |  |  | 6 | IN STOCK
0670-993497C1 | SET,BOLT,SHEAR | 993497C1 | Tarkwa | N/A | 0 | N/A |  |  | 0 | OUT OF STOCK
0671-994715C1 | KIT,REPAIR,MINOR | 994715C1 | Tarkwa | N/A | 1 | N/A |  |  | 1 | IN STOCK
0672-994731C1 | KIT,REPAIR,REGULATOR,PRESSURE | 994731C1 | Tarkwa | N/A | 5 | N/A |  |  | 5 | IN STOCK
0673-995096C1 | KIT,REPAIR,MINOR | 995096C1 | Tarkwa | N/A | 1 | N/A |  |  | 1 | IN STOCK
0674-995389C1 | FUSE,8.0 A,250 V | 995389C1 | Tarkwa | N/A | 59 | N/A |  |  | 59 | IN STOCK
0675-995389C1 | FUSE,8.0 A,250 V | 995389C1 | Tarkwa | N/A | 0 | N/A |  |  | 0 | OUT OF STOCK
0676-996504B1 | KIT,RETROFIT,REGULATOR,PRESS | 996504B1 | Tarkwa | N/A | 3 | N/A |  |  | 3 | IN STOCK
0677-996504B1 | KIT,RETROFIT,REGULATOR,PRESS | 996504B1 | Tarkwa | N/A | 0 | N/A |  |  | 0 | OUT OF STOCK
0678-996504C1 | KIT,REPAIR,MINOR,REGULATOR | 996504C1 | Tarkwa | N/A | 2 | N/A |  |  | 2 | IN STOCK
0679-997318C1 | PROBE,PROXIMITY | 997318C1 | Tarkwa | N/A | 2 | N/A |  |  | 2 | IN STOCK
0680-997396C1 | KIT,REPAIR,VALVE | 997396C1 | Tarkwa | N/A | 12 | N/A |  |  | 12 | IN STOCK
0681-997674C1 | COUPLING,CUSHION,PMP/MTR,LUBE | 997674C1 | Tarkwa | N/A | 1 | N/A |  |  | 1 | IN STOCK
0682-997866C1 | SENSOR ASSY | 997866C1 | Tarkwa | N/A | 1 | N/A |  |  | 1 | IN STOCK
0683-998072C1 | COIL SOLENOIDE VALVE | 998072C1 | Tarkwa | N/A | 1 | N/A |  |  | 1 | IN STOCK
0684-998318C1 | DETECTOR,TEMP,RESISTANCE | 998318C1 | Tarkwa | N/A | 1 | N/A |  |  | 1 | IN STOCK
0685-998367C1 | SEALANT | 998367C1 | Tarkwa | N/A | 0 | N/A |  |  | 0 | OUT OF STOCK
0686-998501C1 | CARD,COMMUNICATION | 998501C1 | Tarkwa | N/A | 2 | N/A |  |  | 2 | IN STOCK
0687-998505C1 | KIT,REPAIR,MAJOR | 998505C1 | Tarkwa | N/A | 1 | N/A |  |  | 1 | IN STOCK
0688-998649C1 | CONTACTOR | 998649C1 | Tarkwa | N/A | 1 | N/A |  |  | 1 | IN STOCK
0689-998724C1 | CONTACTOR | 998724C1 | Tarkwa | N/A | 1 | N/A |  |  | 1 | IN STOCK
0690-999263C1 | CABLE,VIB PROBE EXT,4.5 | 999263C1 | Tarkwa | N/A | 2 | N/A |  |  | 2 | IN STOCK
0691-999295C1 | THERMISTOR | 999295C1 | Tarkwa | N/A | 3 | N/A |  |  | 3 | IN STOCK
0692-E1042016-2400 | ACTUATOR,LINEAR,ELE | E1042016-2400 | Tarkwa | N/A | 0 | N/A |  |  | 0 | OUT OF STOCK
0693-E1799637-100 | VALVE,BLEED,ELECTRI | E1799637-100 | Tarkwa | N/A | 0 | N/A |  |  | 0 | OUT OF STOCK
0694-FT30205-101 | TOOL,SPECIAL SCREWD | FT30205-101 | Tarkwa | N/A | 0 | N/A |  |  | 0 | OUT OF STOCK
0695-FT30205-101 | TOOL,SPECIAL SCREWDRIVER, | FT30205-101 | Tarkwa | N/A | 0 | N/A |  |  | 0 | OUT OF STOCK
0696-FT30303-101 | TOOL,KIT,GUIDE TUBES,BORESCOPE, | FT30303-101 | Tarkwa | N/A | 0 | N/A |  |  | 0 | OUT OF STOCK
0697-FT30421-100 | ALIGNMENT TOOLS | FT30421-100 | Tarkwa | N/A | 0 | N/A |  |  | 0 | OUT OF STOCK
0698-30618-102 | ALIGNMENT TOOLS | 30618-102 | Tarkwa | N/A | 0 | N/A |  |  | 0 | OUT OF STOCK
0699-FT30618-102 | ALIGNMENT TOOLS | FT30618-102 | Tarkwa | N/A | 0 | N/A |  |  | 0 | OUT OF STOCK
0700-FT30635-101 | ALIGNMENT TOOLS | FT30635-101 | Tarkwa | N/A | 0 | N/A |  |  | 0 | OUT OF STOCK
0701-30637-101 | ALIGNMENT TOOLS | 30637-101 | Tarkwa | N/A | 0 | N/A |  |  | 0 | OUT OF STOCK
0702-FT33013-102 | KIT,TOOL,INSTALLATI | FT33013-102 | Tarkwa | N/A | 0 | N/A |  |  | 0 | OUT OF STOCK
0703-FT33015-101 | TOOL,LIFT,HUB,GB,T1 | FT33015-101 | Tarkwa | N/A | 0 | N/A |  |  | 0 | OUT OF STOCK
0704-FT33016-100 | KIT,SEPARATION,ENGI | FT33016-100 | Tarkwa | N/A | 0 | N/A |  |  | 0 | OUT OF STOCK
0705-FT33050 | SOCKET,LOCKNUT,GBOX | FT33050 | Tarkwa | N/A | 0 | N/A |  |  | 0 | OUT OF STOCK
0706-FT33076-103 | KIT,TOOL,INSTL/RMVL | FT33076-103 | Tarkwa | N/A | 0 | N/A |  |  | 0 | OUT OF STOCK
0707-FT33198-1 | GAGE,ADJMT,IGV | FT33198-1 | Tarkwa | N/A | 1 | N/A |  |  | 1 | IN STOCK
0708-FT33303-102 | TOOL,GUIDE TUBE,BOR | FT33303-102 | Tarkwa | N/A | 0 | N/A |  |  | 0 | OUT OF STOCK
0709-FT33306-100 | TOOL,GUIDE TUBE,BORESCOPE | FT33306-100 | Tarkwa | N/A | 1 | N/A |  |  | 1 | IN STOCK
0710-FT33512-101 | CART,ENGINE HANDLIN | FT33512-101 | Tarkwa | N/A | 0 | N/A |  |  | 0 | OUT OF STOCK
0711-FT33604-100 | PULLER,ENGINE/TRUNNION SPRT | FT33604-100 | Tarkwa | N/A | 0 | N/A |  |  | 0 | OUT OF STOCK
0712-FT51010-104 | TESTER,SET, TURB EL | FT51010-104 | Tarkwa | N/A | 0 | N/A |  |  | 0 | OUT OF STOCK
0713-FT61014-101 | TOOL, TORQUE WRENCH | FT61014-101 | Tarkwa | N/A | 1 | N/A |  |  | 1 | IN STOCK
0714-FT61016 | WRENCH,CHAIN | FT61016 | Tarkwa | N/A | 0 | N/A |  |  | 0 | OUT OF STOCK
0715-FT61090 | WRENCH,STRAP | FT61090 | Tarkwa | N/A | 0 | N/A |  |  | 0 | OUT OF STOCK
0716-FT61200-101 | TOOL,LIFT,ENCL DOOR | FT61200-101 | Tarkwa | N/A | 0 | N/A |  |  | 0 | OUT OF STOCK
0717-FT67001 | ALIGNMENT TOOLS | FT67001 | Tarkwa | N/A | 0 | N/A |  |  | 0 | OUT OF STOCK
0718-FT67020-101 | TOOL,PRESSURE MEASU | FT67020-101 | Tarkwa | N/A | 0 | N/A |  |  | 0 | OUT OF STOCK
0719-FT67022-201 | KIT,TOOL,TUBE BENDI | FT67022-201 | Tarkwa | N/A | 0 | N/A |  |  | 0 | OUT OF STOCK
0720-FT67026 | TOOL,TERMINALS,WIRE | FT67026 | Tarkwa | N/A | 0 | N/A |  |  | 0 | OUT OF STOCK
0721-FT67032-100 | TOOL,TUBE,FIELD REP | FT67032-100 | Tarkwa | N/A | 0 | N/A |  |  | 0 | OUT OF STOCK
0722-FT67073-200 | TOOL, REPLACEMENT FITTINGS | FT67073-200 | Tarkwa | N/A | 0 | N/A |  |  | 0 | OUT OF STOCK
0723-FT67101-1004 | ALIGNMENT TOOLS | FT67101-1004 | Tarkwa | N/A | 0 | N/A |  |  | 0 | OUT OF STOCK
0724-FT67101-104 | ALIGNMENT TOOLS | FT67101-104 | Tarkwa | N/A | 10 | N/A |  |  | 10 | IN STOCK
0725- | Turbine | [7 empty] | 0 | OUT OF STOCK
This shape represents a table slicer. Table slicers are not supported in this version of Excel. If the shape was modified in an earlier version of Excel, or if the workbook was saved in Excel 2007 or earlier, the slicer can't be used.
This shape represents a table slicer. Table slicers are not supported in this version of Excel. If the shape was modified in an earlier version of Excel, or if the workbook was saved in Excel 2007 or earlier, the slicer can't be used.
CHIRANO STOCK

## TARKWA DATASET
PRODUCT ID | ITEM DESCRIPTION | PART NUMBER | SITE | ITEM TYPE | QTY IN | UNIT | DATE OF QTY USED | QTY USED | BALANCE | REMARKS
0001-173101-1 | BOLT HEX | 173101-1 | Chirano | Consumable | 10 | Pcs |  |  | 10 | IN STOCK
0002-120022-7 | BOLT HEX 0.375-16 X1.25 | 120022-7 | Chirano | Consumable | 10 | Pcs |  |  | 10 | IN STOCK
0003-120033-9 | BOLT 12 POINT. 0.625-11X | 120033-9 | Chirano | Consumable | 0 | Pcs |  |  | 0 | OUT OF STOCK
0004-912642C1 | O-RING SAE, VITON | 912642C1 | Chirano | Consumable | 20 | Pcs |  |  | 20 | IN STOCK
0005-190817-191 | PROXIMITOR SENSOR | 190817-191 | Tarkwa | Consumable | 1 | Pcs |  |  | 1 | IN STOCK
0006-2010303-1 | KIT ELEMENT COALESCER OIL | 2010303-1 | Chirano | Consumable | 1 | Set |  |  | 1 | IN STOCK
0007-40008108 | SEALING FOR FILTER | 40008108 | Chirano | Consumable | 2 | Set |  |  | 2 | IN STOCK
0008-1739421-1 | SEALING FOR FILTER | 1739421-1 | Tarkwa | Consumable | 4 | Pcs |  |  | 4 | IN STOCK
0009-304649-100 | GASKET, 2.82 | 304649-100 | Tarkwa | Consumable | 6 | Pcs |  |  | 6 | IN STOCK
0010-912642C1 | O-RING SAE, VITON | 912642C1 | Tarkwa | Consumable | 12 | Pcs |  |  | 12 | IN STOCK
0011-120033-9 | O-RING SAE, VITON | 120033-9 | Tarkwa | Consumable | 0 | Pcs |  |  | 0 | OUT OF STOCK
0012-1426550-10 | ELEMENT FILTER OIL CYL | 1426550-10 | Tarkwa | Consumable | 1 | Pcs |  |  | 1 | IN STOCK
0013-1089240-3 | MODULE FLEX | 1089240-3 | Tarkwa | Consumable | 1 | Pcs |  |  | 1 | IN STOCK
0014-67792002 | C-SEAL | 67792002 | Tarkwa | Consumable | 6 | Pcs |  |  | 6 | IN STOCK
0015-120022-7 | BOLT HEX 0.375-16 X1.25 | 120022-7 | Tarkwa | Consumable | 22 | Pcs |  |  | 22 | IN STOCK
0016-1449166-1 | ELEMENT FILTER AIR CART CYL | 1449166-1 | Tarkwa | Consumable | 1 | Pcs |  |  | 1 | IN STOCK
0017-304223-100 | GASKET INJECTOR | 304223-100 | Tarkwa | Consumable | 4 | Pcs |  |  | 4 | IN STOCK
0018-1060817-10 | GAS FUEL FILTER | 1060817-10 | Tarkwa | Consumable | 2 | Pcs |  |  | 2 | IN STOCK
0019-1425291-6/1425291-9 | O-RING SAE, VITON | 1425291-6/1425291-9 | Tarkwa | Consumable | 2 | Pcs |  |  | 2 | IN STOCK
0020-1007799 | O-RING SAE, VITON | 1007799 | Tarkwa | Consumable | 6 | Pcs |  |  | 6 | IN STOCK
0021-1008726 | O-RING SAE, VITON | 1008726 | Tarkwa | Consumable | 2 | Pcs |  |  | 2 | IN STOCK
0022-4270479 | O-RING SAE, VITON | 4270479 | Tarkwa | Consumable | 1 | Pcs |  |  | 1 | IN STOCK
0023-1060817-50 | KIT ELEMENT CATRIDGE | 1060817-50 | Chirano | Consumable | 1 | Pcs |  |  | 1 | IN STOCK
0024-1426550-10 | ELEMENT FILTER OIL CYL | 1426550-10 | Chirano | Consumable | 3 | Pcs |  |  | 3 | IN STOCK
0025-1425291-6 | ELEMENT OIL FILTER | 1425291-6 | Chirano | Consumable | 5 | Pcs |  |  | 5 | IN STOCK
0026-1449166-1 | ELEMENT AIR FIBRE GLASS | 1449166-1 | Chirano | Consumable | 2 | Pcs |  |  | 2 | IN STOCK
0027-1425291-6 | ELEMENT OIL FILTER | 1425291-6 | Tarkwa | Consumable | 3 | Pcs |  |  | 3 | IN STOCK
0028-FT61012-100 | RELAY | FT61012-100 | Tarkwa | Tool | 1 | Box |  |  | 1 | IN STOCK
0029-FT67022 | TUBE BENDING KIT | FT67022 | Tarkwa | Tool | 1 | Box |  |  | 1 | IN STOCK
0030-FT33050 | TUBE BENDING KIT | FT33050 | Tarkwa | Tool | 1 | Box |  |  | 1 | IN STOCK
0031-FT33012-102 | TUBE BENDING KIT | FT33012-102 | Tarkwa | Tool | 1 | Box |  |  | 1 | IN STOCK
0032-1043265-1 | TUBE BENDING KIT | 1043265-1 | Chirano | Project Surplus | 10 | Pcs |  |  | 10 | IN STOCK
0033-1559371-72 | TUBE BENDING KIT | 1559371-72 | Chirano | Project Surplus | 2 | Pcs |  |  | 2 | IN STOCK
0034-1061979-1 | RELAY | 1061979-1 | Chirano | Project Surplus | 8 | Pcs |  |  | 8 | IN STOCK
0035-1066730-16 | RELAY | 1066730-16 | Chirano | Project Surplus | 20 | Pcs |  |  | 20 | IN STOCK
0036-11133867 | RELAY | 11133867 | Chirano | Project Surplus | 11 | Pcs |  |  | 11 | IN STOCK
0037-11133866 | RELAY | 11133866 | Chirano | Project Surplus | 20 | Pcs |  |  | 20 | IN STOCK
0038-960827C1 | RELAY | 960827C1 | Chirano | Project Surplus | 1 | Pcs |  |  | 1 | IN STOCK
0039-1053052-86 | RELAY | 1053052-86 | Chirano | Project Surplus | 1 | Pcs |  |  | 1 | IN STOCK
0040-11133376 | RELAY | 11133376 | Chirano | Project Surplus | 4 | Pcs |  |  | 4 | IN STOCK
0041-11210026 | RELAY | 11210026 | Chirano | Project Surplus | 1 | Pcs |  |  | 1 | IN STOCK
0042-1066730-8 | RELAY | 1066730-8 | Chirano | Project Surplus | 1 | Pcs |  |  | 1 | IN STOCK
0043-1066730-17 | RELAY | 1066730-17 | Chirano | Project Surplus | 5 | Pcs |  |  | 5 | IN STOCK
0044-1066730-7 | RELAY | 1066730-7 | Chirano | Project Surplus | 16 | Pcs |  |  | 16 | IN STOCK
0045-1113249 | RELAY | 1113249 | Chirano | Project Surplus | 4 | Pcs |  |  | 4 | IN STOCK
0046-1113251 | RELAY | 1113251 | Chirano | Project Surplus | 6 | Pcs |  |  | 6 | IN STOCK
0047-1113252 | RELAY | 1113252 | Chirano | Project Surplus | 6 | Pcs |  |  | 6 | IN STOCK
0048-1113255 | RELAY | 1113255 | Chirano | Project Surplus | 4 | Pcs |  |  | 4 | IN STOCK
0049-1113253 | RELAY | 1113253 | Chirano | Project Surplus | 6 | Pcs |  |  | 6 | IN STOCK
0050-1113250 | RELAY | 1113250 | Chirano | Project Surplus | 4 | Pcs |  |  | 4 | IN STOCK
0051-1043265-3 | RELAY | 1043265-3 | Chirano | Project Surplus | 4 | Pcs |  |  | 4 | IN STOCK
0052-1043265-4 | RELAY | 1043265-4 | Chirano | Project Surplus | 4 | Pcs |  |  | 4 | IN STOCK
0053-1043265-5 | RELAY | 1043265-5 | Chirano | Project Surplus | 6 | Pcs |  |  | 6 | IN STOCK
0054-1043265-6 | RELAY | 1043265-6 | Chirano | Project Surplus | 6 | Pcs |  |  | 6 | IN STOCK
0055-1043265-7 | RELAY | 1043265-7 | Chirano | Project Surplus | 6 | Pcs |  |  | 6 | IN STOCK
0056-1043265-9 | RELAY | 1043265-9 | Chirano | Project Surplus | 4 | Pcs |  |  | 4 | IN STOCK
0057-136845-1 | GASKET 1.85*62IN | 136845-1 | Tarkwa | Consumable | 5 | Pcs |  |  | 5 | IN STOCK
0058-1043265-6 | FUSE 15A | 1043265-6 | Tarkwa | Consumable | 15 | Pcs |  |  | 15 | IN STOCK
0059-1056244-2 | MODULE FIRE SYSTEM POWER | 1056244-2 | Tarkwa | Consumable | 2 | Pcs |  |  | 2 | IN STOCK
0060-603986C1 | KITOIL SAMPLING | 603986C1 | Edikan | Consumable | 14 | Box | 20/Feb/2025 14:39 | 5 | 9 | IN STOCK
0061-1425291-6 | ELEMENTOIL FILTER(LUBE OIL FILTER) | 1425291-6 | Edikan | Consumable | 4 | Pcs |  |  | 4 | IN STOCK
0062-1503048-1 | MODULE RELAY OUTPUT 1503048-1 | 1503048-1 | Edikan | Consumable | 1 | Pcs |  |  | 1 | IN STOCK
0063-1043265-5 | FUSE,10 A,600 V | 1043265-5 | Edikan | Consumable | 5 | Pcs |  |  | 5 | IN STOCK
0064-1043265-6 | FUSE,15 A,600 V | 1043265-6 | Edikan | Consumable | 5 | Pcs |  |  | 5 | IN STOCK
0065-1109804-50 | TRANSMITTER,DP,400 IN-H2O | 1109804-50 | Edikan | Consumable | 1 | Pcs |  |  | 1 | IN STOCK
0066-4265957 | ELEMENT 10 MICRON | 4265957 | Edikan | Consumable | 3 | Pcs |  |  | 3 | IN STOCK
0067-962562C1 | O-RING,SAE 329,VITON,LUBE OIL FILLING POINT | 962562C1 | Edikan | Consumable | 30 | Pcs |  |  | 30 | IN STOCK
0068-112056-1 | O-RING,SAE 232,VITON, O-RING SPLIT FLANGE TWO AND HALF | 112056-1 | Edikan | Consumable | 4 | Pcs |  |  | 4 | IN STOCK
0069-903243C1 | O-RING,SAE 214,VITON,O-RING SPLIT FLANGE 3 QUATER I | 903243C1 | Edikan | Consumable | 1 | Pcs |  |  | 1 | IN STOCK
0070-903253C1 | O-RING,SAE 245,VITON,O-RING SPLIT FLANGE 4 INCHES | 903253C1 | Edikan | Consumable | 5 | Pcs |  |  | 5 | IN STOCK
0071-903732C1 | O-RING,SAE 225,VITON,1.859 ID,O-RING SPLIT FLANGE 1 AND HALF | 903732C1 | Edikan | Consumable | 2 | Pcs |  |  | 2 | IN STOCK
0072-903737C1 | O-RING,SAE 222,VITON,O-RING SPLIT FLANGE 1 AND QUAT | 903737C1 | Edikan | Consumable | 2 | Pcs |  |  | 2 | IN STOCK
0073-908159C1 | O-RING,SAE 210,VITON,O-RING SPLIT FLANGE HALF INCHES | 908159C1 | Edikan | Consumable | 2 | Pcs |  |  | 2 | IN STOCK
0074-908231C1 | O-RING,SAE 240,VITON,O-RING SPLIT FLANGE 3 AND HAL | 908231C1 | Edikan | Consumable | 2 | Pcs |  |  | 2 | IN STOCK
0075-903270C1 | O-RING,SAE 916,VITON,O-RING, STRAIGHT THREAD TUBE F | 903270C1 | Edikan | Consumable | 2 | Pcs |  |  | 2 | IN STOCK
0076-903271C1 | O-RING,SAE 920,VITON,O-RING, STRAIGHT THREAD TUBE F | 903271C1 | Edikan | Consumable | 1 | Pcs |  |  | 1 | IN STOCK
0077-903752C1 | O-RING,SAE 932,VITON | 903752C1 | Edikan | Consumable | 4 | Pcs |  |  | 4 | IN STOCK
0078-903509C1 | O-RING,SAE 219,VITON | 903509C1 | Edikan | Consumable | 2 | Pcs |  |  | 2 | IN STOCK
0079-XMGT 6 (M6) | CAMFLO HYBRID M6 592X59210X65_ENCLOSURE FILTERS | XMGT 6 (M6) | Edikan | Consumable | 144 | Pcs |  |  | 144 | IN STOCK
0080-3V600 E10 | CAMGT 3V600 E10 592X592X600MM_INNER FILTER | 3V600 E10 | Edikan | Consumable | 120 | Pcs |  |  | 120 | IN STOCK
0081-0 | STATIC FREQUENCY CONVERTER | 0 | Edikan | Consumable | 1 | Pcs |  |  | 1 | IN STOCK
0082-6208-2z/C3/ | SKF BEARING EXPLORER/ LUBE OIL COOLER MOTOR BEARING | 6208-2z/C3/ | Edikan | Consumable | 14 | Pcs |  |  | 14 | IN STOCK
0083-6309-2z/C3/1601339 | SKF BEARING EXPLORER/ LUBE OIL COOLER MOTOR BEARING | 6309-2z/C3/1601339 | Edikan | Consumable | 3 | Pcs |  |  | 3 | IN STOCK
0084-6209-2z/C3/1601340 | SKF BEARING EXPLORER/ LUBE OIL COOLER MOTOR BEARING | 6209-2z/C3/1601340 | Edikan | Consumable | 3 | Pcs |  |  | 3 | IN STOCK
0085-1089240-3 | MODULE, FLEX, DISCRETE | 1089240-3 | Edikan | Consumable | 1 | Pcs |  |  | 1 | IN STOCK
0086-4265957 | ELEMENT 10-MICRON FILTER-HYDAC | 4265957 | Edikan | Consumable | 3 | Pcs |  |  | 3 | IN STOCK
0087-DN79897 | ROLL OUT CART | DN79897 | Edikan | Tool | 1 | Pcs |  |  | 1 | IN STOCK
0088-173101-1 | BOLT HEX | 173101-1 | Wassa | Consumable | 20 | Pcs |  |  | 20 | IN STOCK
0089-120022-7 | BOLT HEX 0.375-16 X1.25 | 120022-7 | Wassa | Consumable | 28 | Pcs |  |  | 28 | IN STOCK
0090-120033-9 | BOLT 12 POINT. 0.625-11X | 120033-9 | Wassa | Consumable | 32 | Pcs |  |  | 32 | IN STOCK
0091-304223-100 | FUEL INJECTOR GASKET | 304223-100 | Wassa | Consumable | 11 | Pcs |  |  | 11 | IN STOCK
0092-1449166-1 | ELEMENT FILTER AIR CART CYL | 1449166-1 | Wassa | Consumable | 4 | Pcs |  |  | 4 | IN STOCK
0093-1089240-31 | MODULE FLEX FAST RTD /TC 8IN | 1089240-31 | Wassa | Consumable | 3 | Pcs |  |  | 3 | IN STOCK
0094-1089240-32 | MODULE FLEX ADAPTER | 1089240-32 | Wassa | Consumable | 1 | Pcs |  |  | 1 | IN STOCK
0095-1089240-38 | MODULE FLEX FAST COUNTER | 1089240-38 | Wassa | Consumable | 1 | Pcs |  |  | 1 | IN STOCK
0096-304649-100 | GASKET, 2.82 | 304649-100 | Wassa | Consumable | 15 | Pcs |  |  | 15 | IN STOCK
0097-1007799 | GASKET | 1007799 | Wassa | Consumable | 14 | Pcs |  |  | 14 | IN STOCK
0098-120033-9 | BOLT 12 POINT. 0.625-11X | 120033-9 | Wassa | Consumable | 32 | Pcs |  |  | 32 | IN STOCK
0099-1426550-10 | ELEMENT FILTER OIL CYL | 1426550-10 | Wassa | Consumable | 4 | Pcs |  |  | 4 | IN STOCK
0100-604002 | LID O-RING | 604002 | Wassa | Consumable | 8 | Pcs |  |  | 8 | IN STOCK
0101-1085387 | C-SEAL | 1085387 | Wassa | Consumable | 1 | Pcs |  |  | 1 | IN STOCK
0102-301296-7 | SOLAR SPARE | 301296-7 | Wassa | Consumable | 2 | Pcs |  |  | 2 | IN STOCK
0103-1060817-20 | GAS FUEL FILTER | 1060817-20 | Wassa | Consumable | 2 | Pcs |  |  | 2 | IN STOCK
0104-1008726(6756) | GASKET | 1008726(6756) | Wassa | Consumable | 1 | Pcs |  |  | 1 | IN STOCK
0105-1060817-50 | KIT ELEMENT CATRIDGE | 1060817-50 | Wassa | Consumable | 1 | Pcs |  |  | 1 | IN STOCK
0106-171481-1 | LOCK NUT, 0.625 | 171481-1 | Wassa | Consumable | 12 | Pcs |  |  | 12 | IN STOCK
0107-1071411-1 | AS-700-FSM3UU23-EX MULTI FUNCTION | 1071411-1 | Wassa | Consumable | 2 | Pcs |  |  | 2 | IN STOCK
0108-1071411-1 | AS-700-FSM3UU23-EX MULTI FUNCTION (USED) | 1071411-1 | Wassa | Consumable | 3 | Pcs |  |  | 3 | IN STOCK
0109-1046415-60 | LITHIUM BATTERY,3.0 V, 1756-L61 | 1046415-60 | Wassa | Consumable | 5 | Pcs |  |  | 5 | IN STOCK
0110-908341C1 | PLUS CONDUIT 0.5 NPT | 908341C1 | Wassa | Consumable | 10 | Pcs |  |  | 10 | IN STOCK
0111-700872C1 | BREATHER VENT 40.0 50 NPT | 700872C1 | Wassa | Consumable | 4 | Pcs |  |  | 4 | IN STOCK
0112-1061979-1 | RELAY | 1061979-1 | Wassa | Consumable | 14 | Pcs |  |  | 14 | IN STOCK
0113-1066730-16 | BLOCK TERMINAL SPRING 2 | 1066730-16 | Wassa | Consumable | 20 | Pcs |  |  | 20 | IN STOCK
0114-1066730-32 | END STOP TERMINAL BLOCK, SPRING | 1066730-32 | Wassa | Consumable | 10 | Pcs |  |  | 10 | IN STOCK
0115-1066730-7 | BLOCK TERMINAL SPRING 4 | 1066730-7 | Wassa | Consumable | 3 | Pcs |  |  | 3 | IN STOCK
0116-1066730-17 | PLASTIC BOARD | 1066730-17 | Wassa | Consumable | 5 | Pcs |  |  | 5 | IN STOCK
0117-1066730-3 | MARKER TERMINAL BLOCK, 1-12 | 1066730-3 | Wassa | Consumable | 20 | Pcs |  |  | 20 | IN STOCK
0118-FT33027-100 | HAND HYDRAULIC PUMP | FT33027-100 | Wassa | Consumable | 1 | Pcs |  |  | 1 | IN STOCK
0119-1015162-13 | WIRE 14, AWG WHITE, STRANDED | 1015162-13 | Wassa | Consumable | 1 | Pcs |  |  | 1 | IN STOCK
0120-1015162-10 | WIRE 16, AWG WHITE, STRANDED | 1015162-10 | Wassa | Consumable | 1 | Pcs |  |  | 1 | IN STOCK
0121-136845-1 | GASKET 1.85*62IN | 136845-1 | Wassa | Consumable | 6 | Pcs |  |  | 6 | IN STOCK
0122-1046505 | O-RING, VITON 35.O ID | 1046505 | Wassa | Consumable | 1 | Pcs |  |  | 1 | IN STOCK
0123-1479391-4 | O-RING, VITON 26.988 ID | 1479391-4 | Wassa | Consumable | 1 | Pcs |  |  | 1 | IN STOCK
0124-42300064 | O-RING JB NO. 105782 | 42300064 | Wassa | Consumable | 10 | Pcs |  |  | 10 | IN STOCK
0125-4230071 | O-RING JB NO. 105782 | 4230071 | Wassa | Consumable | 10 | Pcs |  |  | 10 | IN STOCK
0126-204163-1 | O-RING 1.948 ID….135 | 204163-1 | Wassa | Consumable | 2 | Pcs |  |  | 2 | IN STOCK
0127-912642C1 | O-RING SAE, VITON | 912642C1 | Wassa | Consumable | 15 | Pcs |  |  | 15 | IN STOCK
0128-173942-1 | GASKET 3.32 ID, 3.68 ID | 173942-1 | Wassa | Consumable | 8 | Pcs |  |  | 8 | IN STOCK
0129-1017891 | GASKET SPIRAL, 1.25, CL 150 | 1017891 | Wassa | Consumable | 8 | Pcs |  |  | 8 | IN STOCK
0130-1017893 | GASKET SPIRAL, 2.0, CL 150 | 1017893 | Wassa | Consumable | 2 | Pcs |  |  | 2 | IN STOCK
0131-1300392-0208 | GASKET SPIRAL, 3.0, CL 150 | 1300392-0208 | Wassa | Consumable | 3 | Pcs |  |  | 3 | IN STOCK
0132-1300392-0206 | GASKET SPIRAL, 2.0, CL 150,R | 1300392-0206 | Wassa | Consumable | 1 | Pcs |  |  | 1 | IN STOCK
0133-1007799(6756) | GASKET, 0.344 ID, 0.625 ID | 1007799(6756) | Wassa | Consumable | 1 | Pcs |  |  | 1 | IN STOCK
0134-912851C1 | SEAL, METALLIC | 912851C1 | Wassa | Consumable | 2 | Pcs |  |  | 2 | IN STOCK
0135-1017908 | GASKET,SPIRAL,4.0 RF, CL30 | 1017908 | Wassa | Consumable | 2 | Pcs |  |  | 2 | IN STOCK
0136-1559398-100 | KIT, KD WR CLAMP | 1559398-100 | Wassa | Consumable | 1 | Pcs |  |  | 1 | IN STOCK
0137-120035-1 | NUT, HEAVY DUTY | 120035-1 | Wassa | Consumable | 17 | Pcs |  |  | 17 | IN STOCK
0138-970199C | STUD, 0.75-10X8.5 | 970199C | Wassa | Consumable | 9 | Pcs |  |  | 9 | IN STOCK
0139-1043036 | SCREW SHOULDER, HEX SCKT | 1043036 | Wassa | Consumable | 2 | Pcs |  |  | 2 | IN STOCK
0140-1011145 | BOLT HEX, 0.375-16 X 1.5 | 1011145 | Wassa | Consumable | 4 | Pcs |  |  | 4 | IN STOCK
0141-22524R1 | BOLT HEX, 0.375-16 X 1.5 | 22524R1 | Wassa | Consumable | 26 | Pcs |  |  | 26 | IN STOCK
0142-22527R1 | BOLT HEX 0.375-16 X2.25 | 22527R1 | Wassa | Consumable | 8 | Pcs |  |  | 8 | IN STOCK
0143-22540R1 | BOLT HEX, 0.5-13 X 1.25 | 22540R1 | Wassa | Consumable | 17 | Pcs |  |  | 17 | IN STOCK
0144-1051747-8 | RELIEF VALVE 1 INCH | 1051747-8 | Wassa | Consumable | 1 | Pcs |  |  | 1 | IN STOCK
0145-964693C1 | LOCK WASHER, SPLIT 0.625 | 964693C1 | Wassa | Consumable | 23 | Pcs |  |  | 23 | IN STOCK
0146-623068R1 | LOCK WASHER, SPLIT 0.375 | 623068R1 | Wassa | Consumable | 24 | Pcs |  |  | 24 | IN STOCK
0147-24664R1 | FLAT WASHER, 0.5 | 24664R1 | Wassa | Consumable | 7 | Pcs |  |  | 7 | IN STOCK
0148-964677C1 | LOCK WASHER, SPLIT | 964677C1 | Wassa | Consumable | 36 | Pcs |  |  | 36 | IN STOCK
0149-22655R1 | FLAT WASHER, 0.375 | 22655R1 | Wassa | Consumable | 24 | Pcs |  |  | 24 | IN STOCK
0150-954138C1 | CONICAL WASHER (M20X29) | 954138C1 | Wassa | Consumable | 2 | Pcs |  |  | 2 | IN STOCK
0151-964686C1 | LOCK WASHER SPLIT 0.5 | 964686C1 | Wassa | Consumable | 73 | Pcs |  |  | 73 | IN STOCK
0152-1576703-4 | HOSE ASSY | 1576703-4 | Wassa | Consumable | 1 | Pcs |  |  | 1 | IN STOCK
0153-1006437 | FLAT WASHER | 1006437 | Wassa | Consumable | 25 | Pcs |  |  | 25 | IN STOCK
0154-1559405 | FLAT WASHER M4 | 1559405 | Wassa | Consumable | 4 | Pcs |  |  | 4 | IN STOCK
0155-22652R1 | FLAT WASHER | 22652R1 | Wassa | Consumable | 4 | Pcs |  |  | 4 | IN STOCK
0156-19298R1 | LOCK WASHER SPLIT | 19298R1 | Wassa | Consumable | 8 | Pcs |  |  | 8 | IN STOCK
0157-701477C1 | LOCK WASHER SPLIT, M4 | 701477C1 | Wassa | Consumable | 4 | Pcs |  |  | 4 | IN STOCK
0158-1087491-3 | ELEMENT, FLTR, AIR GAS FUEL | 1087491-3 | Wassa | Consumable | 2 | Pcs |  |  | 2 | IN STOCK
0159-16605295 | BEARING COM-16 | 16605295 | Wassa | Consumable | 2 | Pcs |  |  | 2 | IN STOCK
0160-1060817 | GAS FUEL FILTER | 1060817 | Wassa | Consumable | 8 | Pcs |  |  | 8 | IN STOCK
0161-970443C1 | PIPING CUSHION-CLAMP ACTIVATOR | 970443C1 | Wassa | Consumable | 1 | Pcs |  |  | 1 | IN STOCK
0162-1039333-3 | GASKET | 1039333-3 | Wassa | Consumable | 5 | Pcs |  |  | 5 | IN STOCK
0163-1039333-4 | GASKET | 1039333-4 | Wassa | Consumable | 1 | Pcs |  |  | 1 | IN STOCK
0164-301380-200 | INJECTOR GAS, CONVENTIONAL | 301380-200 | Wassa | Consumable | 4 | Pcs |  |  | 4 | IN STOCK
0165-1739552 | PLUG, CONDUIT | 1739552 | Wassa | Consumable | 18 | Pcs |  |  | 18 | IN STOCK
0166-1739574 | PLUG, CONDUIT | 1739574 | Wassa | Consumable | 18 | Pcs |  |  | 18 | IN STOCK
0167-1064721-14 | VALVE, HAND,NEEDLE 0.25 | 1064721-14 | Wassa | Consumable | 1 | Pcs |  |  | 1 | IN STOCK
0168-1559406 | BOLT HEX M4 | 1559406 | Wassa | Consumable | 4 | Pcs |  |  | 4 | IN STOCK
0169-1551910 | SMOKE DETECTOR RELAY | 1551910 | Wassa | Consumable | 1 | Pcs |  |  | 1 | IN STOCK
0170-701477C1 | LOCK WASHER SPLIT, M4 | 701477C1 | Wassa | Consumable | 4 | Pcs |  |  | 4 | IN STOCK
0171-1559405 | FLAT WASHER M4 | 1559405 | Wassa | Consumable | 4 | Pcs |  |  | 4 | IN STOCK
0172-171481-1 | LOCK NUT, 0.625 | 171481-1 | Wassa | Consumable | 12 | Pcs |  |  | 12 | IN STOCK
0173-186406-1 | BOLT HEX 0.625 | 186406-1 | Wassa | Consumable | 12 | Pcs |  |  | 12 | IN STOCK
0174-1089240-38 | MODULE FLEX FAST COUNTER | 1089240-38 | Wassa | Consumable | 1 | Pcs |  |  | 1 | IN STOCK
0175-1506466-2 | SWITCH LIMIT | 1506466-2 | Wassa | Consumable | 2 | Pcs |  |  | 2 | IN STOCK
0176-116091-13 | GAGE LEVEL FLOAT | 116091-13 | Wassa | Consumable | 1 | Pcs |  |  | 1 | IN STOCK
0177-2778466-100 | THERMOCOUPLE | 2778466-100 | Wassa | Consumable | 2 | Pcs |  |  | 2 | IN STOCK
0178-1286570-1 | POWER SUPPLY KIT | 1286570-1 | Wassa | Consumable | 1 | Pcs |  |  | 1 | IN STOCK
0179-FT33198-100 | TOOL ALIGNMENT VARIABLE GUIDE | FT33198-100 | Wassa | Consumable | 1 | Pcs |  |  | 1 | IN STOCK
0180-1506465-1 | ACTUATOR ROTARY PNEUMATIC | 1506465-1 | Wassa | Consumable | 6 | Pcs |  |  | 6 | IN STOCK
0181-1057901 | SCREW, PHILLIPS | 1057901 | Wassa | Consumable | 4 | Pcs |  |  | 4 | IN STOCK
0182-1033940 | LABEL-DANGER HIGH VOLTAGE | 1033940 | Wassa | Consumable | 1 | Pcs |  |  | 1 | IN STOCK
0183-1061197 | SCREW, PHILLIPS | 1061197 | Wassa | Consumable | 4 | Pcs |  |  | 4 | IN STOCK
0184-1096727 | STANDOFF HEX | 1096727 | Wassa | Consumable | 4 | Pcs |  |  | 4 | IN STOCK
0185-1097483 | KIT DRAWING | 1097483 | Wassa | Consumable | 1 | Pcs |  |  | 1 | IN STOCK
0186-1058121-31 | GUARD, SHOCK, SWITCH HOLE | 1058121-31 | Wassa | Consumable | 1 | Pcs |  |  | 1 | IN STOCK
0187-1089240-18 | MODULE FLEX | 1089240-18 | Wassa | Consumable | 17 | Pcs |  |  | 17 | IN STOCK
0188-124P07-7 | GROMMET 0.965 0D | 124P07-7 | Wassa | Consumable | 1 | Pcs |  |  | 1 | IN STOCK
0189-124P07-17 | GROMMET 0.965 0D | 124P07-17 | Wassa | Consumable | 1 | Pcs |  |  | 1 | IN STOCK
0190-124P07-4 | GROMMET 0.965 0D | 124P07-4 | Wassa | Consumable | 1 | Pcs |  |  | 1 | IN STOCK
0191-969131C1 | UNION TUBE CPRSN 1.0 | 969131C1 | Wassa | Consumable | 1 | Pcs |  |  | 1 | IN STOCK
0192-969353C1 | UNION TUBE CPRSN REDUCING | 969353C1 | Wassa | Consumable | 1 | Pcs |  |  | 1 | IN STOCK
0193-950678C1 | ELBOW UNION 90 | 950678C1 | Wassa | Consumable | 1 | Pcs |  |  | 1 | IN STOCK
0194-903316C1 | SPARK PLUG | 903316C1 | Wassa | Consumable | 6 | Pcs |  |  | 6 | IN STOCK
0195-15450242 | CAVO DI ESTENSINE CON CONNETTORE | 15450242 | Wassa | Consumable | 1 | Pcs |  |  | 1 | IN STOCK
0196-1001697 | HOSE ASSY,0.50 IN X 13.58 IN | 1001697 | Tarkwa | N/A | 1 | N/A |  |  | 1 | IN STOCK
0197-1007799 | GASKET,0.344 ID,0.625 OD | 1007799 | Tarkwa | N/A | 50 | N/A |  |  | 50 | IN STOCK
0198-1007799 | GASKET,0.344 ID,0.625 OD | 1007799 | Tarkwa | N/A | 50 | N/A |  |  | 50 | IN STOCK
0199-1007973 | HOSE ASSY,3.0 IN X 42.0 IN | 1007973 | Tarkwa | N/A | 1 | N/A |  |  | 1 | IN STOCK
0200-1008557 | HOSE ASSY,2.0 IN X 26.75 IN | 1008557 | Tarkwa | N/A | 1 | N/A |  |  | 1 | IN STOCK
0201-1008726 | GASKET,0.938 ID,1.25 OD,0.0485 | 1008726 | Tarkwa | N/A | 4 | N/A |  |  | 4 | IN STOCK
0202-1010447 | GASKET, SPIRAL, 1.5, CL 150, RF | 1010447 | Tarkwa | N/A | 3 | N/A |  |  | 3 | IN STOCK
0203-1010448 | GASKET,SPIRAL,2.0,CL150,RF | 1010448 | Tarkwa | N/A | 10 | N/A |  |  | 10 | IN STOCK
0204-1010449 | GASKET,SPIRAL,3.0,CL150,RF | 1010449 | Tarkwa | N/A | 3 | N/A |  |  | 3 | IN STOCK
0205-1013975 | SOCKET,RELAY,7 A | 1013975 | Tarkwa | N/A | 1 | N/A |  |  | 1 | IN STOCK
0206-1013976 | LAMP,LED,CLEAR,24 VDC | 1013976 | Tarkwa | N/A | 1 | N/A |  |  | 1 | IN STOCK
0207-1016401 | O-RING,SAE 381,VITON | 1016401 | Tarkwa | N/A | 10 | N/A |  |  | 10 | IN STOCK
0208-1017501 | INDICATOR,LIGHTED,YELLOW | 1017501 | Tarkwa | N/A | 4 | N/A |  |  | 4 | IN STOCK
0209-1017510 | INDICATOR,LIGHTED,GREEN | 1017510 | Tarkwa | N/A | 22 | N/A |  |  | 22 | IN STOCK
0210-1017876 | GASKET,SPIRAL,2.0,CL300,RF | 1017876 | Tarkwa | N/A | 6 | N/A |  |  | 6 | IN STOCK
0211-1017890 | GASKET,SPIRAL,1.0,CL150,RF,304 | 1017890 | Tarkwa | N/A | 1 | N/A |  |  | 1 | IN STOCK
0212-1017890 | GASKET,SPIRAL,1.0,CL150,RF,304 | 1017890 | Tarkwa | N/A | 1 | N/A |  |  | 1 | IN STOCK
0213-1017891 | GASKET, SPIRAL, 1.25, CL150, RF | 1017891 | Tarkwa | N/A | 2 | N/A |  |  | 2 | IN STOCK
0214-1017892 | GASKET, SPIRAL, 1.5, CL150, RF, 304 | 1017892 | Tarkwa | N/A | 10 | N/A |  |  | 10 | IN STOCK
0215-1017893 | GASKET,SPIRAL,2.0,CL150,RF,304 | 1017893 | Tarkwa | N/A | 33 | N/A |  |  | 33 | IN STOCK
0216-1017893 | GASKET,SPIRAL,2.0,CL150,RF,304 | 1017893 | Tarkwa | N/A | 0 | N/A |  |  | 0 | OUT OF STOCK
0217-1017894 | GASKET,SPIRAL,2.5,CL150,RF,304 | 1017894 | Tarkwa | N/A | 12 | N/A |  |  | 12 | IN STOCK
0218-1017894 | GASKET,SPIRAL,2.5,CL150,RF,304 | 1017894 | Tarkwa | N/A | 0 | N/A |  |  | 0 | OUT OF STOCK
0219-1017895 | GASKET,SPIRAL,3.0,CL150,RF,304 | 1017895 | Tarkwa | N/A | 28 | N/A |  |  | 28 | IN STOCK
0220-1017897 | GASKET,SPIRAL,4.0,CL150,RF,304 | 1017897 | Tarkwa | N/A | 3 | N/A |  |  | 3 | IN STOCK
0221-1017897 | GASKET,SPIRAL,4.0,CL150,RF,304 | 1017897 | Tarkwa | N/A | 0 | N/A |  |  | 0 | OUT OF STOCK
0222-1017898 | GASKET,SPIRAL,5.0,CL150,RF,304 | 1017898 | Tarkwa | N/A | 4 | N/A |  |  | 4 | IN STOCK
0223-1017898 | GASKET,SPIRAL,5.0,CL150,RF,304 | 1017898 | Tarkwa | N/A | 0 | N/A |  |  | 0 | OUT OF STOCK
0224-1017899 | GASKET,SPIRAL,6.0,CL150,RF,304 | 1017899 | Tarkwa | N/A | 13 | N/A |  |  | 13 | IN STOCK
0225-1017899 | GASKET,SPIRAL,6.0,CL150,RF,304 | 1017899 | Tarkwa | N/A | 0 | N/A |  |  | 0 | OUT OF STOCK
0226-1017907 | GASKET,SPIRAL,3.0,CL300,RF,304 | 1017907 | Tarkwa | N/A | 11 | N/A |  |  | 11 | IN STOCK
0227-1017908 | GASKET,SPIRAL,4.0,CL300,RF,304 | 1017908 | Tarkwa | N/A | 15 | N/A |  |  | 15 | IN STOCK
0228-1017908 | GASKET,SPIRAL,4.0,CL300,RF,304 | 1017908 | Tarkwa | N/A | 0 | N/A |  |  | 0 | OUT OF STOCK
0229-1019007 | HOSE ASSY,1.5 IN X 30.25 IN | 1019007 | Tarkwa | N/A | 1 | N/A |  |  | 1 | IN STOCK
0230-1019008 | HOSE ASSY,2.0 IN X 36.50 IN | 1019008 | Tarkwa | N/A | 1 | N/A |  |  | 1 | IN STOCK
0231-1019009 | HOSE ASSY,3.0 IN X 33.25 IN | 1019009 | Tarkwa | N/A | 1 | N/A |  |  | 1 | IN STOCK
0232-1019010 | HOSE ASSY,3.0 IN X 43.75 IN | 1019010 | Tarkwa | N/A | 1 | N/A |  |  | 1 | IN STOCK
0233-1020105 | GASKET,0.375 OD,PTFE,JOINT | 1020105 | Tarkwa | N/A | 30 | N/A |  |  | 30 | IN STOCK
0234-1020105 | GASKET,0.375 OD,PTFE,JOINT | 1020105 | Tarkwa | N/A | 0 | N/A |  |  | 0 | OUT OF STOCK
0235-1022447 | SEAL,LIP | 1022447 | Tarkwa | N/A | 14 | N/A |  |  | 14 | IN STOCK
0236-1025930 | RELAY,4PDT,24 VDC,3 A | 1025930 | Tarkwa | N/A | 3 | N/A |  |  | 3 | IN STOCK
0237-1026881 | HOSE ASSY,4.0 IN X 43.00 IN | 1026881 | Tarkwa | N/A | 1 | N/A |  |  | 1 | IN STOCK
0238-1026882 | HOSE ASSY,4 IN X 43.5 IN | 1026882 | Tarkwa | N/A | 1 | N/A |  |  | 1 | IN STOCK
0239-1028903 | GASKET,0.995 ID,1.250 OD,0.062 | 1028903 | Tarkwa | N/A | 365 | N/A |  |  | 365 | IN STOCK
0240-1029608 | GASKET,SPIRAL,1.0,CL150,ORANGE | 1029608 | Tarkwa | N/A | 8 | N/A |  |  | 8 | IN STOCK
0241-1046485 | HOSE ASSY,0.75 IN X 15 IN | 1046485 | Tarkwa | N/A | 1 | N/A |  |  | 1 | IN STOCK
0242-1046486 | HOSE ASSY,1.0 IN X 18.0 IN | 1046486 | Tarkwa | N/A | 1 | N/A |  |  | 1 | IN STOCK
0243-1046488 | HOSE ASSY,1.5 IN X 25 IN | 1046488 | Tarkwa | N/A | 1 | N/A |  |  | 1 | IN STOCK
0244-1046491 | HOSE ASSY,2.0 IN X 29.0 IN | 1046491 | Tarkwa | N/A | 1 | N/A |  |  | 1 | IN STOCK
0245-1046492 | HOSE ASSY,2.0 IN X 35 IN | 1046492 | Tarkwa | N/A | 1 | N/A |  |  | 1 | IN STOCK
0246-1046495 | HOSE ASSY,3 IN X 46 IN | 1046495 | Tarkwa | N/A | 1 | N/A |  |  | 1 | IN STOCK
0247-1046505 | O-RING,NON-STD,VITON | 1046505 | Tarkwa | N/A | 7 | N/A |  |  | 7 | IN STOCK
0248-1046505 | O-RING,NON-STD,VITON | 1046505 | Tarkwa | N/A | 0 | N/A |  |  | 0 | OUT OF STOCK
0249-1047315 | BREAKER,CIRCUIT,15 A,DPST,RAIL | 1047315 | Tarkwa | N/A | 1 | N/A |  |  | 1 | IN STOCK
0250-1048825 | HOSE ASSY,0.25 IN X 36 IN | 1048825 | Tarkwa | N/A | 2 | N/A |  |  | 2 | IN STOCK
0251-1052326 | VALVE,HAND,NEEDLE,0.25 IN | 1052326 | Tarkwa | N/A | 1 | N/A |  |  | 1 | IN STOCK
0252-1053209 | O-RING,NON-STD,VITON | 1053209 | Tarkwa | N/A | 5 | N/A |  |  | 5 | IN STOCK
0253-1053209 | O-RING,NON-STD,VITON | 1053209 | Tarkwa | N/A | 0 | N/A |  |  | 0 | OUT OF STOCK
0254-1059715 | HOSE ASSY,0.75 IN X 24.50 IN | 1059715 | Tarkwa | N/A | 1 | N/A |  |  | 1 | IN STOCK
0255-1060151 | STROBE,RED | 1060151 | Tarkwa | N/A | 1 | N/A |  |  | 1 | IN STOCK
0256-1060152 | HORN,EP,W/STROBE,W/HDWR,RED | 1060152 | Tarkwa | N/A | 1 | N/A |  |  | 1 | IN STOCK
0257-1072904 | SEAL,METALLIC | 1072904 | Tarkwa | N/A | 8 | N/A |  |  | 8 | IN STOCK
0258-1073912 | HOSE ASSY,2.0 IN X 24.00 IN | 1073912 | Tarkwa | N/A | 1 | N/A |  |  | 1 | IN STOCK
0259-1075721 | TAPE,SPONGE,50 FT | 1075721 | Tarkwa | N/A | 10 | N/A |  |  | 10 | IN STOCK
0260-1079260 | HOSE ASSY,3.0 IN X 19.875 IN | 1079260 | Tarkwa | N/A | 1 | N/A |  |  | 1 | IN STOCK
0261-1083103 | HOSE ASSY,2 IN X 42.50 IN | 1083103 | Tarkwa | N/A | 3 | N/A |  |  | 3 | IN STOCK
0262-1098569 | HOSE, ASSY, 2 IN X 29 IN | 1098569 | Tarkwa | N/A | 1 | N/A |  |  | 1 | IN STOCK
0263-1113371 | HOSE ASSY,2.0 IN X 22 IN,650 | 1113371 | Tarkwa | N/A | 1 | N/A |  |  | 1 | IN STOCK
0264-1126803 | BREAKER, CIRCUIT, 20A, DPST, RAIL | 1126803 | Tarkwa | N/A | 1 | N/A |  |  | 1 | IN STOCK
0265-1481057 | HOSE ASSY,6.0 IN X 89.25 IN | 1481057 | Tarkwa | N/A | 1 | N/A |  |  | 1 | IN STOCK
0266-1484358 | HOSE ASSY,3.0 IN X 33.0 IN | 1484358 | Tarkwa | N/A | 1 | N/A |  |  | 1 | IN STOCK
0267-1564193 | GASKET,0.83 ID,1.06 OD,0.06 IN | 1564193 | Tarkwa | N/A | 10 | N/A |  |  | 10 | IN STOCK
0268-1059714 | HOSE ASSY,0.50 IN X 22.5 IN | 1059714 | Tarkwa | N/A | 1 | N/A |  |  | 1 | IN STOCK
0269-1001877-200 | SET, BLANKET, EXH DUCT | 1001877-200 | Tarkwa | N/A | 2 | N/A |  |  | 2 | IN STOCK
0270-1012230-2 | VALVE,HAND,BALL,0.75 IN,800 | 1012230-2 | Tarkwa | N/A | 1 | N/A |  |  | 1 | IN STOCK
0271-1013727-1 | VALVE,CHECK,0.5 IN,2.7 IN-H2O | 1013727-1 | Tarkwa | N/A | 1 | N/A |  |  | 1 | IN STOCK
0272-1020281-100 | VALVE ASSY,PANCAKE DRAIN,0.5 | 1020281-100 | Tarkwa | N/A | 1 | N/A |  |  | 1 | IN STOCK
0273-1023031-1 | PROBE,PROXIMITY,3300XL,AXIAL | 1023031-1 | Tarkwa | N/A | 2 | N/A |  |  | 2 | IN STOCK
0274-1023031-2 | PROBE,PROXIMITY,3300,AXIAL | 1023031-2 | Tarkwa | N/A | 1 | N/A |  |  | 1 | IN STOCK
0275-1023031-4 | PROBE,PROXIMITY,3300XL,AXIAL | 1023031-4 | Tarkwa | N/A | 1 | N/A |  |  | 1 | IN STOCK
0276-1023031-8 | PROBE,PROXIMITY,3300XL,AXIAL | 1023031-8 | Tarkwa | N/A | 6 | N/A |  |  | 6 | IN STOCK
0277-1023031-9 | PROBE,PROXIMITY,3300XL,PHASE | 1023031-9 | Tarkwa | N/A | 1 | N/A |  |  | 1 | IN STOCK
0278-1023518-100 | VALVE,SOLENOID,3-WAY,24 VDC | 1023518-100 | Tarkwa | N/A | 1 | N/A |  |  | 1 | IN STOCK
0279-1025156-1 | COUNTER,DUAL-DSPLY,7-DIGIT | 1025156-1 | Tarkwa | N/A | 1 | N/A |  |  | 1 | IN STOCK
0280-1027105-10 | VALVE, HAND, BALL, 0.75 IN | 1027105-10 | Tarkwa | N/A | 1 | N/A |  |  | 1 | IN STOCK
0281-1027105-12 | STRAINER Y TYPE 0.75 | 1027105-12 | Tarkwa | N/A | 1 | N/A |  |  | 1 | IN STOCK
0282-1027105-15 | SCREEN, STRAINER | 1027105-15 | Tarkwa | N/A | 3 | N/A |  |  | 3 | IN STOCK
0283-1027105-18 | COUPLING QUICK DISCONNECT | 1027105-18 | Tarkwa | N/A | 1 | N/A |  |  | 1 | IN STOCK
0284-1027105-19 | COUPLING QUICK DISCONNECT | 1027105-19 | Tarkwa | N/A | 1 | N/A |  |  | 1 | IN STOCK
0285-1027105-20 | COUPLING QUICK DISCONNECT | 1027105-20 | Tarkwa | N/A | 1 | N/A |  |  | 1 | IN STOCK
0286-1027105-21 | CASTER,SWIVEL, WHEEL | 1027105-21 | Tarkwa | N/A | 2 | N/A |  |  | 2 | IN STOCK
0287-1027105-22 | CASTER, RIGID, WHEEL | 1027105-22 | Tarkwa | N/A | 2 | N/A |  |  | 2 | IN STOCK
0288-1027105-23 | HOSE, ASSY, 0.5 | 1027105-23 | Tarkwa | N/A | 1 | N/A |  |  | 1 | IN STOCK
0289-1027105-25 | HOSE, ASSY, 0.75, 100PSI | 1027105-25 | Tarkwa | N/A | 1 | N/A |  |  | 1 | IN STOCK
0290-1027105-26 | COUPLING QUICK DISCONNECT | 1027105-26 | Tarkwa | N/A | 1 | N/A |  |  | 1 | IN STOCK
0291-1027105-40 | KIT, LS, ENG CLEAN SYSTEM | 1027105-40 | Tarkwa | N/A | 1 | N/A |  |  | 1 | IN STOCK
0292-1027105-9 | VALVE HAND 0.5" | 1027105-9 | Tarkwa | N/A | 1 | N/A |  |  | 1 | IN STOCK
0293-1027484-101 | VALVE,SOLENOID,2-WAY,24 VDC | 1027484-101 | Tarkwa | N/A | 1 | N/A |  |  | 1 | IN STOCK
0294-1030794-12 | VALVE,CHECK,0.375 IN,2 PSIG | 1030794-12 | Tarkwa | N/A | 1 | N/A |  |  | 1 | IN STOCK
0295-1031741-4 | RELAY,SYNC CHECK | 1031741-4 | Tarkwa | N/A | 1 | N/A |  |  | 1 | IN STOCK
0296-1031741-4 | RELAY,SYNC CHECK | 1031741-4 | Tarkwa | N/A | 2 | N/A |  |  | 2 | IN STOCK
0297-1034347-1 | ACCELEROMETER,25 MV/G | 1034347-1 | Tarkwa | N/A | 2 | N/A |  |  | 2 | IN STOCK
0298-1034549-10 | POWER SUPPLY,24 VDC | 1034549-10 | Tarkwa | N/A | 1 | N/A |  |  | 1 | IN STOCK
0299-1034549-13 | POWER SUPPLY, 24 VDC | 1034549-13 | Tarkwa | N/A | 1 | N/A |  |  | 1 | IN STOCK
0300-1034549-20 | MODULE,VIB,DISPLACEMENT,BN | 1034549-20 | Tarkwa | N/A | 6 | N/A |  |  | 6 | IN STOCK
0301-1034549-20 | MODULE,VIB,DISPLACEMENT,BN | 1034549-20 | Tarkwa | N/A | 0 | N/A |  |  | 0 | OUT OF STOCK
0302-1034549-21 | MODULE,VIB,SEISMIC,BN 1701 | 1034549-21 | Tarkwa | N/A | 1 | N/A |  |  | 1 | IN STOCK
0303-1034549-70 | MODULE,VIB,AXIAL POSITION,BN | 1034549-70 | Tarkwa | N/A | 5 | N/A |  |  | 5 | IN STOCK
0304-1034549-70 | MODULE,VIB,AXIAL POSITION,BN | 1034549-70 | Tarkwa | N/A | 0 | N/A |  |  | 0 | OUT OF STOCK
0305-1037658-1 | CHANNEL, LIGHT,MTG,SUPP | 1037658-1 | Tarkwa | N/A | 0 | N/A |  |  | 0 | OUT OF STOCK
0306-1039199-4 | GLASS,SIGHT,1.50 | 1039199-4 | Tarkwa | N/A | 3 | N/A |  |  | 3 | IN STOCK
0307-1039199-4 | GLASS,SIGHT,1.50 | 1039199-4 | Tarkwa | N/A | 0 | N/A |  |  | 0 | OUT OF STOCK
0308-1039199-5 | GLASS,SIGHT,2.0 | 1039199-5 | Tarkwa | N/A | 3 | N/A |  |  | 3 | IN STOCK
0309-1039199-5 | GLASS,SIGHT,2.0 | 1039199-5 | Tarkwa | N/A | 0 | N/A |  |  | 0 | OUT OF STOCK
0310-1041684-1 | SWITCH, AC LIGHTS, | 1041684-1 | Tarkwa | N/A | 4 | N/A |  |  | 4 | IN STOCK
0311-1043265-1 | HOLDER,FUSE,600 V | 1043265-1 | Tarkwa | N/A | 38 | N/A |  |  | 38 | IN STOCK
0312-1043265-3 | FUSE,2.0 A,600 V | 1043265-3 | Tarkwa | N/A | 32 | N/A |  |  | 32 | IN STOCK
0313-1043265-4 | FUSE,5.0 A,600 V | 1043265-4 | Tarkwa | N/A | 30 | N/A |  |  | 30 | IN STOCK
0314-1043265-5 | FUSE,10 A,600 V | 1043265-5 | Tarkwa | N/A | 72 | N/A |  |  | 72 | IN STOCK
0315-1043265-6 | FUSE,15 A,600 V | 1043265-6 | Tarkwa | N/A | 34 | N/A |  |  | 34 | IN STOCK
0316-1043265-7 | FUSE,20 A,600 V | 1043265-7 | Tarkwa | N/A | 24 | N/A |  |  | 24 | IN STOCK
0317-1043265-9 | FUSE,30 A,600 V | 1043265-9 | Tarkwa | N/A | 13 | N/A |  |  | 13 | IN STOCK
0318-1046415-30 | CONNECTOR | 1046415-30 | Tarkwa | N/A | 50 | N/A |  |  | 50 | IN STOCK
0319-1046415-57 | POWER SUPPLY,24 VDC | 1046415-57 | Tarkwa | N/A | 1 | N/A |  |  | 1 | IN STOCK
0320-1046415-60 | BATTERY,3.0 V,LITHIUM,1756-L61 | 1046415-60 | Tarkwa | N/A | 4 | N/A |  |  | 4 | IN STOCK
0321-1046415-76 | MODULE,CONTROLLER,ETHERNET | 1046415-76 | Tarkwa | N/A | 1 | N/A |  |  | 1 | IN STOCK
0322-1046415-77 | MODULE,CONTROLLER,C | 1046415-77 | Tarkwa | N/A | 0 | N/A |  |  | 0 | OUT OF STOCK
0323-1051747-8 | VALVE,RELIEF,1.0 IN,15 PSIG | 1051747-8 | Tarkwa | N/A | 1 | N/A |  |  | 1 | IN STOCK
0324-1051931-67 | BASE,TERMINAL,SPRING,-20-+70 C | 1051931-67 | Tarkwa | N/A | 5 | N/A |  |  | 5 | IN STOCK
0325-1051931-67 | BASE,TERMINAL,SPRING,-20-+70 C | 1051931-67 | Tarkwa | N/A | 0 | N/A |  |  | 0 | OUT OF STOCK
0326-1051931-69 | BASE,TEMPERATURE,SPRING | 1051931-69 | Tarkwa | N/A | 3 | N/A |  |  | 3 | IN STOCK
0327-1051931-69 | BASE,TEMPERATURE,SPRING | 1051931-69 | Tarkwa | N/A | 0 | N/A |  |  | 0 | OUT OF STOCK
0328-1051931-71 | BASE,GENERIC,SPRING,-20-+70 C | 1051931-71 | Tarkwa | N/A | 6 | N/A |  |  | 6 | IN STOCK
0329-1051931-71 | BASE,GENERIC,SPRING,-20-+70 C | 1051931-71 | Tarkwa | N/A | 0 | N/A |  |  | 0 | OUT OF STOCK
0330-1052120-1 | TRANSMITTER,DP,25 IN-H2O | 1052120-1 | Tarkwa | N/A | 2 | N/A |  |  | 2 | IN STOCK
0331-1052120-1 | TRANSMITTER,DP,25 IN-H2O | 1052120-1 | Tarkwa | N/A | 0 | N/A |  |  | 0 | OUT OF STOCK
0332-1052120-4 | TRANSMITTER,DP,300 PSI,DIGITAL | 1052120-4 | Tarkwa | N/A | 1 | N/A |  |  | 1 | IN STOCK
0333-1052120-6 | TRANSMITTER,DP,2000 PSI | 1052120-6 | Tarkwa | N/A | 2 | N/A |  |  | 2 | IN STOCK
0334-1052120-6 | TRANSMITTER,DP,2000 PSI | 1052120-6 | Tarkwa | N/A | 0 | N/A |  |  | 0 | OUT OF STOCK
0335-1052168-2 | TRANSMITTER,PRESS,150 PSI | 1052168-2 | Tarkwa | N/A | 1 | N/A |  |  | 1 | IN STOCK
0336-1052168-3 | TRANSMITTER,PRESS,800 PSI | 1052168-3 | Tarkwa | N/A | 2 | N/A |  |  | 2 | IN STOCK
0337-1053038-30 | ISOLATOR,SMART TRAN | 1053038-30 | Tarkwa | N/A | 0 | N/A |  |  | 0 | OUT OF STOCK
0338-1053834-11 | MONITOR,CONTROL,BU OVERSPEED | 1053834-11 | Tarkwa | N/A | 1 | N/A |  |  | 1 | IN STOCK
0339-1053834-13 | MONITOR,CONTROL,BU OVERSPEED | 1053834-13 | Tarkwa | N/A | 2 | N/A |  |  | 2 | IN STOCK
0340-1053923-15 | SWITCH,PRESSURE,DPDT,AIR,GAS | 1053923-15 | Tarkwa | N/A | 1 | N/A |  |  | 1 | IN STOCK
0341-1053923-53 | SWITCH,PRESSURE,12 PSI,DPDT | 1053923-53 | Tarkwa | N/A | 2 | N/A |  |  | 2 | IN STOCK
0342-1053923-53 | SWITCH,PRESSURE,12 PSI,DPDT | 1053923-53 | Tarkwa | N/A | 0 | N/A |  |  | 0 | OUT OF STOCK
0343-1053923-68 | SWITCH,PRESSURE,10 PSI,DPDT | 1053923-68 | Tarkwa | N/A | 1 | N/A |  |  | 1 | IN STOCK
0344-1053929-16 | SWITCH,DP,500 PSI,125 V,DPDT | 1053929-16 | Tarkwa | N/A | 1 | N/A |  |  | 1 | IN STOCK
0345-1053929-6 | SWITCH,DP,500 PSI,125 V,DPDT | 1053929-6 | Tarkwa | N/A | 1 | N/A |  |  | 1 | IN STOCK
0346-1054987-500 | FAN,ASSY,VANE AXIAL 20 HP | 1054987-500 | Tarkwa | N/A | 1 | N/A |  |  | 1 | IN STOCK
0347-1056244-2 | MODULE,FIRE SYSTEM,POWER | 1056244-2 | Tarkwa | N/A | 2 | N/A |  |  | 2 | IN STOCK
0348-1056244-27 | MODULE,FIRE SYSTEM,CONTROLLER | 1056244-27 | Tarkwa | N/A | 1 | N/A |  |  | 1 | IN STOCK
0349-1056244-3 | MODULE,FIRE SYSTEM,DCIO | 1056244-3 | Tarkwa | N/A | 1 | N/A |  |  | 1 | IN STOCK
0350-1056244-3 | MODULE,FIRE SYSTEM,DCIO | 1056244-3 | Tarkwa | N/A | 1 | N/A |  |  | 1 | IN STOCK
0351-1056244-5 | MODULE,FIRE SYSTEM,EDIO | 1056244-5 | Tarkwa | N/A | 0 | N/A |  |  | 0 | OUT OF STOCK
0352-1059700-11 | VALVE,CHECK,3 IN | 1059700-11 | Tarkwa | N/A | 1 | N/A |  |  | 1 | IN STOCK
0353-1059700-2 | VALVE,CHECK,3 IN | 1059700-2 | Tarkwa | N/A | 1 | N/A |  |  | 1 | IN STOCK
0354-1059700-3 | VALVE,CHECK,1.5 IN | 1059700-3 | Tarkwa | N/A | 1 | N/A |  |  | 1 | IN STOCK
0355-1059700-5 | VALVE,CHECK,3 IN | 1059700-5 | Tarkwa | N/A | 1 | N/A |  |  | 1 | IN STOCK
0356-1059700-7 | VALVE,CHECK,3 IN | 1059700-7 | Tarkwa | N/A | 1 | N/A |  |  | 1 | IN STOCK
0357-1060817-20 | KIT,ELEMENT,CARTRIDGE,PLEATED | 1060817-20 | Tarkwa | N/A | 7 | N/A |  |  | 7 | IN STOCK
0358-1060817-50 | KIT,ELEMENT,CARTRIDGE,PLEATED | 1060817-50 | Tarkwa | N/A | 4 | N/A |  |  | 4 | IN STOCK
0359-1061979-1 | RELAY,DPDT,6 A | 1061979-1 | Tarkwa | N/A | 0 | N/A |  |  | 0 | OUT OF STOCK
0360-1062257-2 | VALVE,SOLENOID,QUICK EXH,0.375 | 1062257-2 | Tarkwa | N/A | 2 | N/A |  |  | 2 | IN STOCK
0361-1062257-2 | VALVE,SOLENOID,QUICK EXH,0.375 | 1062257-2 | Tarkwa | N/A | 0 | N/A |  |  | 0 | OUT OF STOCK
0362-1062883-100 | VALVE ASSY,BALL,PNEU | 1062883-100 | Tarkwa | N/A | 2 | N/A |  |  | 2 | IN STOCK
0363-1062883-3 | ACTUATOR,ROTARY,PNEU | 1062883-3 | Tarkwa | N/A | 2 | N/A |  |  | 2 | IN STOCK
0364-1064721-12 | VALVE,HAND,BALL,0.75 IN,150 | 1064721-12 | Tarkwa | N/A | 1 | N/A |  |  | 1 | IN STOCK
0365-1064721-13 | VALVE,HAND,BALL,0.375 IN,150 | 1064721-13 | Tarkwa | N/A | 1 | N/A |  |  | 1 | IN STOCK
0366-1064721-14 | VALVE,HAND,NEEDLE,0.25 IN,150 | 1064721-14 | Tarkwa | N/A | 1 | N/A |  |  | 1 | IN STOCK
0367-1064728-7 | KIT,REPAIR,VALVE,TRANSFER,LO | 1064728-7 | Tarkwa | N/A | 2 | N/A |  |  | 2 | IN STOCK
0368-1064728-7 | KIT,REPAIR,VALVE,TRANSFER,LO | 1064728-7 | Tarkwa | N/A | 0 | N/A |  |  | 0 | OUT OF STOCK
0369-1064851-1 | SWITCH,PUSHBUTTON,3PST,BLACK | 1064851-1 | Tarkwa | N/A | 1 | N/A |  |  | 1 | IN STOCK
0370-1064851-2 | SWITCH,SELECTOR,3-POSITION | 1064851-2 | Tarkwa | N/A | 2 | N/A |  |  | 2 | IN STOCK
0371-1064851-2 | SWITCH,SELECTOR,3-POSITION | 1064851-2 | Tarkwa | N/A | 0 | N/A |  |  | 0 | OUT OF STOCK
0372-1064851-3 | SWITCH,KEY,3-POSITION,3PST | 1064851-3 | Tarkwa | N/A | 1 | N/A |  |  | 1 | IN STOCK
0373-1064851-5 | SWITCH,PUSHBUTTON,RED,MUSHROOM | 1064851-5 | Tarkwa | N/A | 2 | N/A |  |  | 2 | IN STOCK
0374-1064851-5 | SWITCH,PUSHBUTTON,RED,MUSHROOM | 1064851-5 | Tarkwa | N/A | 0 | N/A |  |  | 0 | OUT OF STOCK
0375-1064851-6 | INDICATOR,LIGHTED | 1064851-6 | Tarkwa | N/A | 6 | N/A |  |  | 6 | IN STOCK
0376-1064963-7 | PUMP, LUBE OIL, 410 GPM, 150 PSI | 1064963-7 | Tarkwa | N/A | 0 | N/A |  |  | 0 | OUT OF STOCK
0377-1064963-77661 | PUMP/MOTOR, LUBE OIL, 30 HP | 1064963-77661 | Tarkwa | N/A | 0 | N/A |  |  | 0 | OUT OF STOCK
0378-1065035-101 | DETECTOR TEMP RESISTANCE | 1065035-101 | Tarkwa | N/A | 1 | N/A |  |  | 1 | IN STOCK
0379-1065035-11 | DETECTOR,TEMP,RESISTANCE | 1065035-11 | Tarkwa | N/A | 1 | N/A |  |  | 1 | IN STOCK
0380-1065035-14 | DETECTOR,TEMP,RESISTANCE | 1065035-14 | Tarkwa | N/A | 1 | N/A |  |  | 1 | IN STOCK
0381-1065035-6 | DETECTOR,TEMP,RESISTANCE | 1065035-6 | Tarkwa | N/A | 1 | N/A |  |  | 1 | IN STOCK
0382-1065717-300 | FLOWMETER,0-12000 LB./HR PPH | 1065717-300 | Tarkwa | N/A | 1 | N/A |  |  | 1 | IN STOCK
0383-1066076-100 | SENSOR T5 TC MARS (THERMOCOUPLE,TYPE- K) | 1066076-100 | Tarkwa | N/A | 15 | N/A |  |  | 15 | IN STOCK
0384-1070601-1 | TRANSMITTER,PRESS,D | 1070601-1 | Tarkwa | N/A | 0 | N/A |  |  | 0 | OUT OF STOCK
0385-1070601-2 | TRANSMITTER,PRESS,D | 1070601-2 | Tarkwa | N/A | 0 | N/A |  |  | 0 | OUT OF STOCK
0386-1071327-1 | TRANSDUCER,PRESS,1000 PSI | 1071327-1 | Tarkwa | N/A | 1 | N/A |  |  | 1 | IN STOCK
0387-1071411-1 | RELAY, TIMER, ADJUSTABLE | 1071411-1 | Tarkwa | N/A | 4 | N/A |  |  | 4 | IN STOCK
0388-1071411-1 | RELAY, TIMER, ADJUSTABLE | 1071411-1 | Tarkwa | N/A | 0 | N/A |  |  | 0 | OUT OF STOCK
0389-1071411-3 | RELAY,TIMER,WATCHDOG,24 VDC,2 | 1071411-3 | Tarkwa | N/A | 5 | N/A |  |  | 5 | IN STOCK
0390-1071411-3 | RELAY,TIMER,WATCHDOG,24 VDC,2 | 1071411-3 | Tarkwa | N/A | 0 | N/A |  |  | 0 | OUT OF STOCK
0391-1071905-100 | THERMOCOUPLE,TYPE-N | 1071905-100 | Tarkwa | N/A | 1 | N/A |  |  | 1 | IN STOCK
0392-1076251-1 | RELAY,24 VDC,10 A | 1076251-1 | Tarkwa | N/A | 1 | N/A |  |  | 1 | IN STOCK
0393-1076251-2 | SOCKET,RELAY,24 VDC,10 A | 1076251-2 | Tarkwa | N/A | 3 | N/A |  |  | 3 | IN STOCK
0394-1076251-2 | SOCKET,RELAY,24 VDC,10 A | 1076251-2 | Tarkwa | N/A | 0 | N/A |  |  | 0 | OUT OF STOCK
0395-1078325-1 | DETECTOR,GAS,METHANE (CH4),LON | 1078325-1 | Tarkwa | N/A | 6 | N/A |  |  | 6 | IN STOCK
0396-1078325-18 | O-RING,COVER,DETECT | 1078325-18 | Tarkwa | N/A | 0 | N/A |  |  | 0 | OUT OF STOCK
0397-1078325-5 | DETECTOR,GAS,METHANE (CH4),LON | 1078325-5 | Tarkwa | N/A | 2 | N/A |  |  | 2 | IN STOCK
0398-1083334-100 | VALVE ASSY | 1083334-100 | Tarkwa | N/A | 1 | N/A |  |  | 1 | IN STOCK
0399-1085271-1001 | MODULE,VFD,INTERFACE | 1085271-1001 | Tarkwa | N/A | 1 | N/A |  |  | 1 | IN STOCK
0400-1085271-1002 | CARD,VFD,I/O,POWERFLEX 700VC | 1085271-1002 | Tarkwa | N/A | 1 | N/A |  |  | 1 | IN STOCK
0401-1085271-1003 | MODULE,VFD,INTERFACE | 1085271-1003 | Tarkwa | N/A | 1 | N/A |  |  | 1 | IN STOCK
0402-1085271-1004 | CASSETTE,VFD | 1085271-1004 | Tarkwa | N/A | 1 | N/A |  |  | 1 | IN STOCK
0403-1087491-3 | ELEMENT,FLTR,AIR,GAS FUEL,CYL | 1087491-3 | Tarkwa | N/A | 12 | N/A |  |  | 12 | IN STOCK
0404-1089240-10 | MODULE, FLEX, FAST ANALOG, 2 IN | 1089240-10 | Tarkwa | N/A | 3 | N/A |  |  | 3 | IN STOCK
0405-1089240-10 | MODULE, FLEX, FAST ANALOG, 2 IN | 1089240-10 | Tarkwa | N/A | 0 | N/A |  |  | 0 | OUT OF STOCK
0406-1089240-11 | MODULE,FLEX,FAST ANALOG,4 OUT | 1089240-11 | Tarkwa | N/A | 3 | N/A |  |  | 3 | IN STOCK
0407-1089240-11 | MODULE,FLEX,FAST ANALOG,4 OUT | 1089240-11 | Tarkwa | N/A | 0 | N/A |  |  | 0 | OUT OF STOCK
0408-1089240-18 | MODULE,FLEX,ANALOG,8 IN,HART | 1089240-18 | Tarkwa | N/A | 2 | N/A |  |  | 2 | IN STOCK
0409-1089240-18 | MODULE,FLEX,ANALOG,8 IN,HART | 1089240-18 | Tarkwa | N/A | 0 | N/A |  |  | 0 | OUT OF STOCK
0410-1089240-2 | MODULE,FLEX,DISCRETE,16 IN | 1089240-2 | Tarkwa | N/A | 7 | N/A |  |  | 7 | IN STOCK
0411-1089240-2 | MODULE,FLEX,DISCRETE,16 IN | 1089240-2 | Tarkwa | N/A | 0 | N/A |  |  | 0 | OUT OF STOCK
0412-1089240-29 | MODULE,FLEX,FAST COUNTER,2 IN | 1089240-29 | Tarkwa | N/A | 2 | N/A |  |  | 2 | IN STOCK
0413-1089240-3 | MODULE,FLEX,DISCRETE,10 IN/6 | 1089240-3 | Tarkwa | N/A | 4 | N/A |  |  | 4 | IN STOCK
0414-1089240-3 | MODULE,FLEX,DISCRETE,10 IN/6 | 1089240-3 | Tarkwa | N/A | 0 | N/A |  |  | 0 | OUT OF STOCK
0415-1089240-30 | MODULE, FLEX, ADAPTER | 1089240-30 | Tarkwa | N/A | 4 | N/A |  |  | 4 | IN STOCK
0416-1089240-30 | MODULE, FLEX, ADAPTER | 1089240-30 | Tarkwa | N/A | 0 | N/A |  |  | 0 | OUT OF STOCK
0417-1089240-31 | MODULE,FLEX,FAST RTD/TC,8 IN | 1089240-31 | Tarkwa | N/A | 5 | N/A |  |  | 5 | IN STOCK
0418-1089240-31 | MODULE,FLEX,FAST RTD/TC,8 IN | 1089240-31 | Tarkwa | N/A | 0 | N/A |  |  | 0 | OUT OF STOCK
0419-1089240-32 | MODULE,FLEX,ADAPTER | 1089240-32 | Tarkwa | N/A | 2 | N/A |  |  | 2 | IN STOCK
0420-1089240-32 | MODULE,FLEX,ADAPTER | 1089240-32 | Tarkwa | N/A | 0 | N/A |  |  | 0 | OUT OF STOCK
0421-1089240-4 | MODULE,FLEX,DISCRETE,8 OUT | 1089240-4 | Tarkwa | N/A | 5 | N/A |  |  | 5 | IN STOCK
0422-1089240-4 | MODULE,FLEX,DISCRETE,8 OUT | 1089240-4 | Tarkwa | N/A | 0 | N/A |  |  | 0 | OUT OF STOCK
0423-1089240-5 | MODULE,FLEX,DISCRETE,16 OUT | 1089240-5 | Tarkwa | N/A | 4 | N/A |  |  | 4 | IN STOCK
0424-1089240-5 | MODULE,FLEX,DISCRETE,16 OUT | 1089240-5 | Tarkwa | N/A | 0 | N/A |  |  | 0 | OUT OF STOCK
0425-1089240-7 | MODULE,FLEX,ANALOG,8 IN | 1089240-7 | Tarkwa | N/A | 4 | N/A |  |  | 4 | IN STOCK
0426-1089240-7 | MODULE,FLEX,ANALOG,8 IN | 1089240-7 | Tarkwa | N/A | 0 | N/A |  |  | 0 | OUT OF STOCK
0427-1089241-28 | POWER SUPPLY,42 W,24 VDC | 1089241-28 | Tarkwa | N/A | 1 | N/A |  |  | 1 | IN STOCK
0428-1089241-30 | MODULE,CONTROLLER | 1089241-30 | Tarkwa | N/A | 1 | N/A |  |  | 1 | IN STOCK
0429-1089241-36 | MODULE,COMMUNICATION,ETHERNET | 1089241-36 | Tarkwa | N/A | 1 | N/A |  |  | 1 | IN STOCK
0430-1089241-40 | MODULE,COMMUNICATION,ETHERNET | 1089241-40 | Tarkwa | N/A | 1 | N/A |  |  | 1 | IN STOCK
0431-1089241-4 | MODULE,COMMUNICATION,ETHERNET | 1089241-4 | Tarkwa | N/A | 1 | N/A |  |  | 1 | IN STOCK
0432-1089636-1 | VALVE,RELIEF,3000 PSI | 1089636-1 | Tarkwa | N/A | 1 | N/A |  |  | 1 | IN STOCK
0433-1090121-201 | COLLECTOR ASSY, EXHAUST | 1090121-201 | Tarkwa | N/A | 2 | N/A |  |  | 2 | IN STOCK
0434-1091605-100 | VALVE,SOLENOID,3-WAY,0.5 IN,24 | 1091605-100 | Tarkwa | N/A | 1 | N/A |  |  | 1 | IN STOCK
0435-1097483-102 | KIT, RETROFIT, POWER SUPPLY | 1097483-102 | Tarkwa | N/A | 1 | N/A |  |  | 1 | IN STOCK
0436-1097483-103 | KIT, RETROFIT, POWER SUPPLY | 1097483-103 | Tarkwa | N/A | 1 | N/A |  |  | 1 | IN STOCK
0437-1097965-103 | THERMOCOUPLE,TYPE-N | 1097965-103 | Tarkwa | N/A | 1 | N/A |  |  | 1 | IN STOCK
0438-1097965-103 | THERMOCOUPLE,TYPE-N | 1097965-103 | Tarkwa | N/A | 1 | N/A |  |  | 1 | IN STOCK
0439-1098088-400 | VALVE ASSY,BALL,SHUT OFF,PNEU | 1098088-400 | Tarkwa | N/A | 1 | N/A |  |  | 1 | IN STOCK
0440-1105411-1 | CONDITIONER,SIGNAL | 1105411-1 | Tarkwa | N/A | 1 | N/A |  |  | 1 | IN STOCK
0441-1105411-3 | TRANSDUCER, PRESS, 290 PSIG | 1105411-3 | Tarkwa | N/A | 1 | N/A |  |  | 1 | IN STOCK
0442-1105411-6 | SEAL,0.094 IN THK,INCONEL 600 | 1105411-6 | Tarkwa | N/A | 4 | N/A |  |  | 4 | IN STOCK
0443-1105411-7 | CABLE ARMORED, CIRCULAR | 1105411-7 | Tarkwa | N/A | 1 | N/A |  |  | 1 | IN STOCK
0444-1109803-52 | TRANSMITTER,PRESS,1450 PSI | 1109803-52 | Tarkwa | N/A | 2 | N/A |  |  | 2 | IN STOCK
0445-1109803-74 | TRANSMITTER, PRESS, 1450 PSI | 1109803-74 | Tarkwa | N/A | 2 | N/A |  |  | 2 | IN STOCK
0446-1109804-50 | TRANSMITTER,DP,400 IN-H2O | 1109804-50 | Tarkwa | N/A | 1 | N/A |  |  | 1 | IN STOCK
0447-1109805-50 | TRANSMITTER,PRESS,290 PSIA | 1109805-50 | Tarkwa | N/A | 1 | N/A |  |  | 1 | IN STOCK
0448-1112342-1001 | DRIVE, VAR FREQ | 1112342-1001 | Tarkwa | N/A | 2 | N/A |  |  | 2 | IN STOCK
0449-1113568-100 | HORN,NON-EP,GRAY | 1113568-100 | Tarkwa | N/A | 1 | N/A |  |  | 1 | IN STOCK
0450-1119585-400 | ACTUATOR,LINEAR,ELEC | 1119585-400 | Tarkwa | N/A | 1 | N/A |  |  | 1 | IN STOCK
0451-112015-1 | ADHESIVE,THREADLOCK | 112015-1 | Tarkwa | N/A | 2 | N/A |  |  | 2 | IN STOCK
0452-1121541-1 | GASKET,14.05 ID,18.00 OD,0.03 | 1121541-1 | Tarkwa | N/A | 2 | N/A |  |  | 2 | IN STOCK
0453-1123141-2025 | VALVE ASSY,BALL,PNEU,2.0 IN | 1123141-2025 | Tarkwa | N/A | 1 | N/A |  |  | 1 | IN STOCK
0454-1128747-2 | SENSOR,VEL,PIEZOELECTRIC | 1128747-2 | Tarkwa | N/A | 1 | N/A |  |  | 1 | IN STOCK
0455-1153826-101 | KIT,INSTL,STARTER W/REDUCER | 1153826-101 | Tarkwa | N/A | 1 | N/A |  |  | 1 | IN STOCK
0456-118602-23 | STRAINER,MESH,1.0 | 118602-23 | Tarkwa | N/A | 0 | N/A |  |  | 0 | OUT OF STOCK
0457-120022-7 | BOLT,HEX,0.375-16 X 1.25 IN,B7 | 120022-7 | Tarkwa | N/A | 67 | N/A |  |  | 67 | IN STOCK
0458-120022-7 | BOLT,HEX,0.375-16 X 1.25 IN,B7 | 120022-7 | Tarkwa | N/A | 2400 | N/A |  |  | 2400 | IN STOCK
0459-120667-10 | SWITCH,LEVEL,FLOAT,5171 KPA | 120667-10 | Tarkwa | N/A | 2 | N/A |  |  | 2 | IN STOCK
0460-120710-1 | CABLE,IGNITION,84.0 IN | 120710-1 | Tarkwa | N/A | 1 | N/A |  |  | 1 | IN STOCK
0461-120713-39 | KIT,REPAIR,135F,3 IN REG,TEMP | 120713-39 | Tarkwa | N/A | 1 | N/A |  |  | 1 | IN STOCK
0462-120848-4 | STRAINER,Y-TYPE,0.75 | 120848-4 | Tarkwa | N/A | 2 | N/A |  |  | 2 | IN STOCK
0463-124907-14 | GROMMET,0.965 OD | 124907-14 | Tarkwa | N/A | 3 | N/A |  |  | 3 | IN STOCK
0464-124907-17 | GROMMET,0.965 OD,0.994 IN | 124907-17 | Tarkwa | N/A | 2 | N/A |  |  | 2 | IN STOCK
0465-124907-4 | GROMMET,0.965 OD | 124907-4 | Tarkwa | N/A | 2 | N/A |  |  | 2 | IN STOCK
0466-124907-7 | GROMMET,0.965 OD (GROMMET, WIRE, INSTRUMENT, 2-HOLE) | 124907-7 | Tarkwa | N/A | 4 | N/A |  |  | 4 | IN STOCK
0467-1286570-1 | POWER SUPPLY,1260 W,28 VDC | 1286570-1 | Tarkwa | N/A | 1 | N/A |  |  | 1 | IN STOCK
0468-1300392-0206 | GASKET, SPIRAL, 2.0, CL150, RF | 1300392-0206 | Tarkwa | N/A | 10 | N/A |  |  | 10 | IN STOCK
0469-1300392-0207 | GASKET,SPIRAL,2.5,C | 1300392-0207 | Tarkwa | N/A | 2 | N/A |  |  | 2 | IN STOCK
0470-1300392-0208 | GASKET,SPIRAL,3.0,CL150,RF | 1300392-0208 | Tarkwa | N/A | 10 | N/A |  |  | 10 | IN STOCK
0471-1300392-0212 | GASKET,SPIRAL,6.0,CL150,RF | 1300392-0212 | Tarkwa | N/A | 4 | N/A |  |  | 4 | IN STOCK
0472-1300392-0406 | GASKET,SPIRAL,2.0,CL300,RF | 1300392-0406 | Tarkwa | N/A | 10 | N/A |  |  | 10 | IN STOCK
0473-1300392-0408 | GASKET, SPIRAL, 3.0, CL300, RF | 1300392-0408 | Tarkwa | N/A | 4 | N/A |  |  | 4 | IN STOCK
0474-131248-10 | VALVE,HAND,BALL,2 IN | 131248-10 | Tarkwa | N/A | 1 | N/A |  |  | 1 | IN STOCK
0475-1322418-11 | MODULE,VIB,DYNAMIC | 1322418-11 | Tarkwa | N/A | 0 | N/A |  |  | 0 | OUT OF STOCK
0476-1322418-20 | BASE,VIBRATION,RA 1444,DYN | 1322418-20 | Tarkwa | N/A | 1 | N/A |  |  | 1 | IN STOCK
0477-1322418-31 | MODULE,VIB,TACHOMETER,RA 1444 | 1322418-31 | Tarkwa | N/A | 1 | N/A |  |  | 1 | IN STOCK
0478-1322418-40 | BASE,VIBRATION,RA 1444 | 1322418-40 | Tarkwa | N/A | 1 | N/A |  |  | 1 | IN STOCK
0479-136578-1 | INJECTOR, TORCH | 136578-1 | Tarkwa | N/A | 1 | N/A |  |  | 1 | IN STOCK
0480-136845-1 | GASKET,1.85 X .62IN,.032 | 136845-1 | Tarkwa | N/A | 12 | N/A |  |  | 12 | IN STOCK
0481-1402159-1 | VALVE,NEEDLE,MAN,0.375 IN,500 | 1402159-1 | Tarkwa | N/A | 1 | N/A |  |  | 1 | IN STOCK
0482-1402160-2 | VALVE,BALL,MANUAL,2 IN,500 PSI | 1402160-2 | Tarkwa | N/A | 1 | N/A |  |  | 1 | IN STOCK
0483-1425291-4 | VALVE,HAND,BALL,0.5 IN,150 PSI | 1425291-4 | Tarkwa | N/A | 1 | N/A |  |  | 1 | IN STOCK
0484-1425291-5 | VALVE,HAND,NEEDLE,0.5 IN,150 | 1425291-5 | Tarkwa | N/A | 2 | N/A |  |  | 2 | IN STOCK
0485-1425291-6 | ELEMENT,OIL | 1425291-6 | Tarkwa | N/A | 2 | N/A |  |  | 2 | IN STOCK
0486-1425291-7 | KIT,REPAIR,VALVE,TRANSFER,LO | 1425291-7 | Tarkwa | N/A | 1 | N/A |  |  | 1 | IN STOCK
0487-1425294-10 | VALVE,RELIEF,1.5 IN,150 PSI | 1425294-10 | Tarkwa | N/A | 1 | N/A |  |  | 1 | IN STOCK
0488-1425295-10 | REGULATOR,TEMP,130 DEGF,3 IN | 1425295-10 | Tarkwa | N/A | 0 | N/A |  |  | 0 | OUT OF STOCK
0489-1425295-50 | REGULATOR,TEMP,120 DEGF,3 IN | 1425295-50 | Tarkwa | N/A | 1 | N/A |  |  | 1 | IN STOCK
0490-1425296-3Y311 | REGULATOR,PRESS,2 IN,35 PSI | 1425296-3Y311 | Tarkwa | N/A | 1 | N/A |  |  | 1 | IN STOCK
0491-1425296-3Y311 | REGULATOR,PRESS,2 IN,35 PSI | 1425296-3Y311 | Tarkwa | N/A | 1 | N/A |  |  | 1 | IN STOCK
0492-1426550-10 | ELEMENT,FLTR,OIL,CYL | 1426550-10 | Tarkwa | N/A | 0 | N/A |  |  | 0 | OUT OF STOCK
0493-1449165-30 | COUPLING,CUSHION,PMP/MTR,3.0 | 1449165-30 | Tarkwa | N/A | 1 | N/A |  |  | 1 | IN STOCK
0494-1449166-1 | ELEMENT, AIR, FIBER GLASS | 1449166-1 | Tarkwa | N/A | 4 | N/A |  |  | 4 | IN STOCK
0495-1449512-100 | PUMP,OIL,LUBE,455.6,552.8 LPM | 1449512-100 | Tarkwa | N/A | 1 | N/A |  |  | 1 | IN STOCK
0496-1449512-100 | PUMP, OIL, LUBE, 455.6,552.8 LPM | 1449512-100 | Tarkwa | N/A | 1 | N/A |  |  | 1 | IN STOCK
0497-1449512-30 | COUPLING,CUSHION,PMP/MTR,4.51 | 1449512-30 | Tarkwa | N/A | 1 | N/A |  |  | 1 | IN STOCK
0498-1449513-1 | MOTOR,ELEC,115 VDC | 1449513-1 | Tarkwa | N/A | 1 | N/A |  |  | 1 | IN STOCK
0499-1453006-1 | TRANSMITTER,LEVEL,GUIDED RADAR | 1453006-1 | Tarkwa | N/A | 1 | N/A |  |  | 1 | IN STOCK
0500-1453040-5 | DETECTOR, FLAME, UV/IR | 1453040-5 | Tarkwa | N/A | 1 | N/A |  |  | 1 | IN STOCK
0501-1453630-1 | MOTOR ELEC 7.5 HP, 460 VAC, 60 | 1453630-1 | Tarkwa | N/A | 1 | N/A |  |  | 1 | IN STOCK
0502-1453630-2 | MOTOR,ELEC,1.5 HP,460 VAC,60 | 1453630-2 | Tarkwa | N/A | 1 | N/A |  |  | 1 | IN STOCK
0503-1455351-100 | COUPLING,GEARBOX,BL | 1455351-100 | Tarkwa | N/A | 0 | N/A |  |  | 0 | OUT OF STOCK
0504-1470281-3 | SENSOR,SPEED,PASSIVE | 1470281-3 | Tarkwa | N/A | 1 | N/A |  |  | 1 | IN STOCK
0505-136544-4 | SENSOR,SPEED,PASSIVE | 136544-4 | Tarkwa | N/A | 2 | N/A |  |  | 2 | IN STOCK
0506-1470281-9 | SENSOR,SPEED,PASSIVE | 1470281-9 | Tarkwa | N/A | 1 | N/A |  |  | 1 | IN STOCK
0507-1470281-9 | SENSOR,SPEED,PASSIVE | 1470281-9 | Tarkwa | N/A | 1 | N/A |  |  | 1 | IN STOCK
0508-1479391-3 | ELEMENT, FLTR,MIST, CART, CYL, FGL | 1479391-3 | Tarkwa | N/A | 0 | N/A |  |  | 0 | OUT OF STOCK
0509-1482661-1 | GASKET,9.93 ID,13.78 OD,0.031 | 1482661-1 | Tarkwa | N/A | 3 | N/A |  |  | 3 | IN STOCK
0510-1482661-1 | GASKET,9.93 ID,13.78 OD,0.031 | 1482661-1 | Tarkwa | N/A | 0 | N/A |  |  | 0 | OUT OF STOCK
0511-1483682-10 | SWITCH,PUSHBUTTON,NO/NC,5 A,24 | 1483682-10 | Tarkwa | N/A | 1 | N/A |  |  | 1 | IN STOCK
0512-1483682-11 | SWITCH,PUSHBUTTON,NO/NC,5 A,24 | 1483682-11 | Tarkwa | N/A | 1 | N/A |  |  | 1 | IN STOCK
0513-1483682-12 | SWITCH,PUSHBUTTON,NO/NC,5 A,24 | 1483682-12 | Tarkwa | N/A | 1 | N/A |  |  | 1 | IN STOCK
0514-1483682-14 | SWITCH,SELECTOR,3-POSITION | 1483682-14 | Tarkwa | N/A | 1 | N/A |  |  | 1 | IN STOCK
0515-1483682-15 | SWITCH,SELECTOR,2-POSITION | 1483682-15 | Tarkwa | N/A | 1 | N/A |  |  | 1 | IN STOCK
0516-1483682-18 | HORN,BLACK | 1483682-18 | Tarkwa | N/A | 1 | N/A |  |  | 1 | IN STOCK
0517-1483682-20 | SWITCH,PUSHBUTTON,NC/NC,5 A | 1483682-20 | Tarkwa | N/A | 1 | N/A |  |  | 1 | IN STOCK
0518-1483682-26 | SWITCH,KEY,2-POSITION,5 A,120 | 1483682-26 | Tarkwa | N/A | 1 | N/A |  |  | 1 | IN STOCK
0519-1483682-29 | DIODE,POWER,CLAMPING,600 V,5 A | 1483682-29 | Tarkwa | N/A | 2 | N/A |  |  | 2 | IN STOCK
0520-1483682-30 | SWITCH,KEY,2-POSITION,NC/NC,5 | 1483682-30 | Tarkwa | N/A | 1 | N/A |  |  | 1 | IN STOCK
0521-1483682-6 | SWITCH,PUSHBUTTON,NO/NC,5 A | 1483682-6 | Tarkwa | N/A | 1 | N/A |  |  | 1 | IN STOCK
0522-1503046-1 | RELAY,UNDERVOLTAGE,230 VAC,5 A | 1503046-1 | Tarkwa | N/A | 1 | N/A |  |  | 1 | IN STOCK
0523-1503048-1 | MODULE, RELAY, OUTPUT | 1503048-1 | Tarkwa | N/A | 1 | N/A |  |  | 1 | IN STOCK
0524-1503049-1 | RELAY,15 A | 1503049-1 | Tarkwa | N/A | 1 | N/A |  |  | 1 | IN STOCK
0525-1503049-2 | RELAY,10 A | 1503049-2 | Tarkwa | N/A | 2 | N/A |  |  | 2 | IN STOCK
0526-1503049-2 | RELAY,10 A | 1503049-2 | Tarkwa | N/A | 0 | N/A |  |  | 0 | OUT OF STOCK
0527-1503049-3 | RELAY,10 A | 1503049-3 | Tarkwa | N/A | 1 | N/A |  |  | 1 | IN STOCK
0528-1503050-3 | BREAKER,CIRCUIT,2 A,BLANK,RAIL | 1503050-3 | Tarkwa | N/A | 1 | N/A |  |  | 1 | IN STOCK
0529-154554-12 | FAN,VENT,24 VDC | 154554-12 | Tarkwa | N/A | 3 | N/A |  |  | 3 | IN STOCK
0530-154554-12 | FAN,VENT,24 VDC | 154554-12 | Tarkwa | N/A | 0 | N/A |  |  | 0 | OUT OF STOCK
0531-154554-9 | FAN,SINGLE,VENT,24 VDC | 154554-9 | Tarkwa | N/A | 3 | N/A |  |  | 3 | IN STOCK
0532-154554-9 | FAN,SINGLE,VENT,24 VDC | 154554-9 | Tarkwa | N/A | 0 | N/A |  |  | 0 | OUT OF STOCK
0533-1577354-4000 | COMPUTER SYS,TT4000 SGL UNIT | 1577354-4000 | Tarkwa | N/A | 1 | N/A |  |  | 1 | IN STOCK
0534-1117722-1 | SYNCHRONOSCOPE 50 HZ | 1117722-1 | Tarkwa | N/A | 1 | N/A |  |  | 1 | IN STOCK
0535-186891-10 | METER VOLT 0-200 VDC ANALOG | 186891-10 | Tarkwa | N/A | 1 | N/A |  |  | 1 | IN STOCK
0536-1012991-75 | MOTOR ELEC 150 HP 380 VAC 3 BH | 1012991-75 | Tarkwa | N/A | 1 | N/A |  |  | 1 | IN STOCK
0537-1658175-2 | STARTER,150 HP,380 VAC,75 HZ,3 | 1658175-2 | Tarkwa | N/A | 0 | N/A |  |  | 0 | OUT OF STOCK
0538-171481-1 | NUT | 171481-1 | Tarkwa | N/A | 48 | N/A |  |  | 48 | IN STOCK
0539-172439-2 | PACKING,BLEED AIR | 172439-2 | Tarkwa | N/A | 26 | N/A |  |  | 26 | IN STOCK
0540-172567-1 | GASKET,5.62 X 5.62IN,.030 | 172567-1 | Tarkwa | N/A | 15 | N/A |  |  | 15 | IN STOCK
0541-173942-1 | GASKET,3.32 ID,3.68 OD,0.049 | 173942-1 | Tarkwa | N/A | 15 | N/A |  |  | 15 | IN STOCK
0542-1752326-11 | VALVE, SOLENOID, 3-WAY PSI | 1752326-11 | Tarkwa | N/A | 1 | N/A |  |  | 1 | IN STOCK
0543-1067311-2 | VALVE,SOLENOID,3-WAY,0.5 IN | 1067311-2 | Tarkwa | N/A | 1 | N/A |  |  | 1 | IN STOCK
0544-1031757-109 | VALVE ASSY,BLEED | 1031757-109 | Tarkwa | N/A | 1 | N/A |  |  | 1 | IN STOCK
0545-1031757-206 | VALVE,BLEED,ELECTRIC,4.0 IN | 1031757-206 | Tarkwa | N/A | 1 | N/A |  |  | 1 | IN STOCK
0546-186232-2700 | VALVE ASSY,BALL,PNEU,2.0 IN | 186232-2700 | Tarkwa | N/A | 1 | N/A |  |  | 1 | IN STOCK
0547-186232-2900 | VALVE ASSY BALL | 186232-2900 | Tarkwa | N/A | 1 | N/A |  |  | 1 | IN STOCK
0548-186232-39 | VALVE,BALL,2.0 IN,675 PSI | 186232-39 | Tarkwa | N/A | 1 | N/A |  |  | 1 | IN STOCK
0549-186273-1 | REGULATOR,PRESS,POPPET,0.25 IN | 186273-1 | Tarkwa | N/A | 1 | N/A |  |  | 1 | IN STOCK
0550-186273-2 | REGULATOR,PRESS,POPPET | 186273-2 | Tarkwa | N/A | 1 | N/A |  |  | 1 | IN STOCK
0551-186273-36 | REGULATOR,PRESS,POPPET,0.25 IN | 186273-36 | Tarkwa | N/A | 1 | N/A |  |  | 1 | IN STOCK
0552-186276-1 | VALVE,RELIEF,0.25 IN,5000 PSIG | 186276-1 | Tarkwa | N/A | 1 | N/A |  |  | 1 | IN STOCK
0553-186406-1 | BOLT, COUPLING | 186406-1 | Tarkwa | N/A | 36 | N/A |  |  | 36 | IN STOCK
0554-186426-5 | VALVE,HAND,0.25 IN,0.50 IN | 186426-5 | Tarkwa | N/A | 1 | N/A |  |  | 1 | IN STOCK
0555-190242-3 | KIT,ELEMENT,COALESC | 190242-3 | Tarkwa | N/A | 0 | N/A |  |  | 0 | OUT OF STOCK
0556-190392-3 | VALVE,HAND,0.50 IN,6000 PSI | 190392-3 | Tarkwa | N/A | 3 | N/A |  |  | 3 | IN STOCK
0557-190392-3 | VALVE,HAND,0.50 IN,6000 PSI | 190392-3 | Tarkwa | N/A | 0 | N/A |  |  | 0 | OUT OF STOCK
0558-190537-303 | VALVE ASSY,BALL,PNEU,0.25 IN | 190537-303 | Tarkwa | N/A | 1 | N/A |  |  | 1 | IN STOCK
0559-190817-14 | DRIVER,PROBE,VIB,3300XL | 190817-14 | Tarkwa | N/A | 2 | N/A |  |  | 2 | IN STOCK
0560-190817-141 | DRIVER,PROBE,VIB,3300XL | 190817-141 | Tarkwa | N/A | 1 | N/A |  |  | 1 | IN STOCK
0561-190817-191 | DRIVER,PROBE,VIB,3300XL | 190817-191 | Tarkwa | N/A | 1 | N/A |  |  | 1 | IN STOCK
0562-190817-91 | DRIVER,PROBE,VIB,3300XL | 190817-91 | Tarkwa | N/A | 3 | N/A |  |  | 3 | IN STOCK
0563-190817-91 | DRIVER,PROBE,VIB,3300XL | 190817-91 | Tarkwa | N/A | 0 | N/A |  |  | 0 | OUT OF STOCK
0564-190826-1 | GASKET,4.38 ID,5.62 OD,0.020 | 190826-1 | Tarkwa | N/A | 63 | N/A |  |  | 63 | IN STOCK
0565-196685-1 | PLUG,BORESCOPE | 196685-1 | Tarkwa | N/A | 4 | N/A |  |  | 4 | IN STOCK
0566-1062257-1 | VALVE,SOLENOID,3-WAY,0.25 IN | 1062257-1 | Tarkwa | N/A | 3 | N/A |  |  | 3 | IN STOCK
0567-1067311-1 | VALVE,SOLENOID,3-WAY PSI | 1067311-1 | Tarkwa | N/A | 1 | N/A |  |  | 1 | IN STOCK
0568-1088209-1300 | VALVE,CONTROL,GAS FUEL | 1088209-1300 | Tarkwa | N/A | 1 | N/A |  |  | 1 | IN STOCK
0569-1088209-900 | VALVE,CONTROL,GAS FUEL | 1088209-900 | Tarkwa | N/A | 1 | N/A |  |  | 1 | IN STOCK
0570-120029-7 | VALVE,CHECK,1.312 IN | 120029-7 | Tarkwa | N/A | 1 | N/A |  |  | 1 | IN STOCK
0571-204559-1 | GASKET,6.00 ID,7.80 OD,0.032 | 204559-1 | Tarkwa | N/A | 4 | N/A |  |  | 4 | IN STOCK
0572-918777C2 | DETECTOR, TEMP, RESISTANCE | 918777C2 | Tarkwa | N/A | 1 | N/A |  |  | 1 | IN STOCK
0573-131230-6 | DETECTOR,TEMP,RESISTANCE | 131230-6 | Tarkwa | N/A | 2 | N/A |  |  | 2 | IN STOCK
0574-918801C1 | DETECTOR,TEMP,RESISTANCE | 918801C1 | Tarkwa | N/A | 1 | N/A |  |  | 1 | IN STOCK
0575-23600R1 | O-RING,SAE 023,BUNA-N | 23600R1 | Tarkwa | N/A | 100 | N/A |  |  | 100 | IN STOCK
0576-301380-200 | INJECTOR,GAS,CONVENTIONAL | 301380-200 | Tarkwa | N/A | 21 | N/A |  |  | 21 | IN STOCK
0577-301390-1 | GASKET,5.78 ID,8.6 OD,0.03125 | 301390-1 | Tarkwa | N/A | 1 | N/A |  |  | 1 | IN STOCK
0578-301479-1 | COUPLING,SPLINED | 301479-1 | Tarkwa | N/A | 1 | N/A |  |  | 1 | IN STOCK
0579-302951-200 | COUPLING,SHEAR | 302951-200 | Tarkwa | N/A | 0 | N/A |  |  | 0 | OUT OF STOCK
0580-302951-30 | SET,BOLT,SHEAR | 302951-30 | Tarkwa | N/A | 2 | N/A |  |  | 2 | IN STOCK
0581-303042-1 | GASKET,2.00 ID,3.39 OD,0.049 | 303042-1 | Tarkwa | N/A | 8 | N/A |  |  | 8 | IN STOCK
0582-303597-1 | GASKET,0.049 IN,METALLIC | 303597-1 | Tarkwa | N/A | 20 | N/A |  |  | 20 | IN STOCK
0583-304209-100 | PLUG,BORESCOPE | 304209-100 | Tarkwa | N/A | 1 | N/A |  |  | 1 | IN STOCK
0584-304223-100 | GASKET,3.76 X 2.86IN,.062THK | 304223-100 | Tarkwa | N/A | 374 | N/A |  |  | 374 | IN STOCK
0585-304649-100 | GASKET,2.82 ID,5.63 OD,0.078 | 304649-100 | Tarkwa | N/A | 27 | N/A |  |  | 27 | IN STOCK
0586-361904-1 | GASKET 3.32 | 361904-1 | Tarkwa | N/A | 1 | N/A |  |  | 1 | IN STOCK
0587-371544R1 | O-RING,SAE 015,BUNA-N | 371544R1 | Tarkwa | N/A | 250 | N/A |  |  | 250 | IN STOCK
0588-600165C1 | KIT, REPAIR, REGULATOR, | 600165C1 | Tarkwa | N/A | 4 | N/A |  |  | 4 | IN STOCK
0589-997692C1 | KIT,REPAIR,REGULATOR,PRESSURE | 997692C1 | Tarkwa | N/A | 1 | N/A |  |  | 1 | IN STOCK
0590-600357C1 | KIT,REPAIR,VALVE | 600357C1 | Tarkwa | N/A | 2 | N/A |  |  | 2 | IN STOCK
0591-600755C1 | REPLACEMENT, SEATS/PACKING | 600755C1 | Tarkwa | N/A | 1 | N/A |  |  | 1 | IN STOCK
0592-600910C1 | PROTECTOR,SURGE | 600910C1 | Tarkwa | N/A | 1 | N/A |  |  | 1 | IN STOCK
0593-601564C1 | KIT,REPAIR,MAJOR | 601564C1 | Tarkwa | N/A | 1 | N/A |  |  | 1 | IN STOCK
0594-601887C1 | GASKET,REPLACEMENT,FILTER | 601887C1 | Tarkwa | N/A | 5 | N/A |  |  | 5 | IN STOCK
0595-601887C1 | GASKET,REPLACEMENT,FILTER | 601887C1 | Tarkwa | N/A | 0 | N/A |  |  | 0 | OUT OF STOCK
0596-602759C1 | KIT,REPAIR,SEALS,VALVE | 602759C1 | Tarkwa | N/A | 3 | N/A |  |  | 3 | IN STOCK
0597-602759C1 | KIT,REPAIR,SEALS,VALVE | 602759C1 | Tarkwa | N/A | 0 | N/A |  |  | 0 | OUT OF STOCK
0598-602811C1 | GASKET,PTFE | 602811C1 | Tarkwa | N/A | 10 | N/A |  |  | 10 | IN STOCK
0599-603006C1 | GASKET,FULL FACE,1. | 603006C1 | Tarkwa | N/A | 0 | N/A |  |  | 0 | OUT OF STOCK
0600-603080C1 | ELEMENT,FLTR,WIRE MESH | 603080C1 | Tarkwa | N/A | 0 | N/A |  |  | 0 | OUT OF STOCK
0601-603135C1 | KIT,REPAIR,REGULATO | 603135C1 | Tarkwa | N/A | 0 | N/A |  |  | 0 | OUT OF STOCK
0602-603139C1 | KIT,REPAIR,REGULATOR,TEMP 120F | 603139C1 | Tarkwa | N/A | 1 | N/A |  |  | 1 | IN STOCK
0603-603879C1 | KIT, REPAIR, ACTUACTOR, SEALS | 603879C1 | Tarkwa | N/A | 1 | N/A |  |  | 1 | IN STOCK
0604-603880C1 | TOOL, KEEPER PLATE, VALVE SPRING | 603880C1 | Tarkwa | N/A | 1 | N/A |  |  | 1 | IN STOCK
0605-1007874-1 | DIODE,FORWARD,1200 V,125 A | 1007874-1 | Tarkwa | N/A | 9 | N/A |  |  | 9 | IN STOCK
0606-1007875-1 | DIODE,REVERSE,1200 V,125 A | 1007875-1 | Tarkwa | N/A | 12 | N/A |  |  | 12 | IN STOCK
0607-702008C1 | ELEMENT, FLTR, AIR, CYL, SYNTH, F9 | 702008C1 | Tarkwa | N/A | 3 | N/A |  |  | 3 | IN STOCK
0608-70-30093-1 | TAPE,FOAM | 70-30093-1 | Tarkwa | N/A | 0 | N/A |  |  | 0 | OUT OF STOCK
0609-70-30104-1 | DETECTOR, THERMAL | 70-30104-1 | Tarkwa | N/A | 1 | N/A |  |  | 1 | IN STOCK
0610-70-30140-3 | SWITCH,DP,SPDT,AIR | 70-30140-3 | Tarkwa | N/A | 1 | N/A |  |  | 1 | IN STOCK
0611-70-30148-1 | DISCHARGE HEAD | 70-30148-1 | Tarkwa | N/A | 2 | N/A |  |  | 2 | IN STOCK
0612-70-30296-1 | CLIP,GRATING | 70-30296-1 | Tarkwa | N/A | 20 | N/A |  |  | 20 | IN STOCK
0613-70-31237-1 | MAGNET,CALIBRATION | 70-31237-1 | Tarkwa | N/A | 0 | N/A |  |  | 0 | OUT OF STOCK
0614-80-30549-100 | LUBRICANT, GEL, ANTI-SEIZE | 80-30549-100 | Tarkwa | N/A | 2 | N/A |  |  | 2 | IN STOCK
0615-903218C1 | O-RING,SAE 010,VITON | 903218C1 | Tarkwa | N/A | 500 | N/A |  |  | 500 | IN STOCK
0616-903249C1 | O-RING,SAE 237,VITON | 903249C1 | Tarkwa | N/A | 0 | N/A |  |  | 0 | OUT OF STOCK
0617-903249C1 | O-RING,SAE 237,VITON | 903249C1 | Tarkwa | N/A | 11 | N/A |  |  | 11 | IN STOCK
0618-903253C1 | O-RING,SAE 245,VITON | 903253C1 | Tarkwa | N/A | 39 | N/A |  |  | 39 | IN STOCK
0619-903268C1 | O-RING,SAE 908,VITON | 903268C1 | Tarkwa | N/A | 26 | N/A |  |  | 26 | IN STOCK
0620-903315C1 | GASKET,0.77 ID,METALLIC,SPARK | 903315C1 | Tarkwa | N/A | 25 | N/A |  |  | 25 | IN STOCK
0621-903316C1 | SPARK PLUG | 903316C1 | Tarkwa | N/A | 8 | N/A |  |  | 8 | IN STOCK
0622-903509C1 | O-RING,SAE 219,VITON | 903509C1 | Tarkwa | N/A | 90 | N/A |  |  | 90 | IN STOCK
0623-903509C1 | O-RING,SAE 219,VITON | 903509C1 | Tarkwa | N/A | 0 | N/A |  |  | 0 | OUT OF STOCK
0624-903732C1 | O-RING,SAE 225,VITON | 903732C1 | Tarkwa | N/A | 91 | N/A |  |  | 91 | IN STOCK
0625-903752C1 | O-RING,SAE 932,VITON | 903752C1 | Tarkwa | N/A | 24 | N/A |  |  | 24 | IN STOCK
0626-908489C1 | GLASS,SIGHT | 908489C1 | Tarkwa | N/A | 1 | N/A |  |  | 1 | IN STOCK
0627-908539C1 | TRANSFORMER | 908539C1 | Tarkwa | N/A | 1 | N/A |  |  | 1 | IN STOCK
0628-908590C1 | DIODE,ZENER,REVERSE | 908590C1 | Tarkwa | N/A | 250 | N/A |  |  | 250 | IN STOCK
0629-908700C2 | LAMP,INCANDESCENT,CLEAR,28 VDC | 908700C2 | Tarkwa | N/A | 61 | N/A |  |  | 61 | IN STOCK
0630-910380C4 | VALVE,SOLENOID,3-WAY,24 VDC | 910380C4 | Tarkwa | N/A | 3 | N/A |  |  | 3 | IN STOCK
0631-910380C4 | VALVE,SOLENOID,3-WAY,24 VDC | 910380C4 | Tarkwa | N/A | 0 | N/A |  |  | 0 | OUT OF STOCK
0632-912137C1 | RESISTOR,0.25 W,10000 OHM | 912137C1 | Tarkwa | N/A | 500 | N/A |  |  | 500 | IN STOCK
0633-912642C1 | O-RING,SAE 228,VITON | 912642C1 | Tarkwa | N/A | 20 | N/A |  |  | 20 | IN STOCK
0634-912740C1 | SEAL,METALLIC | 912740C1 | Tarkwa | N/A | 10 | N/A |  |  | 10 | IN STOCK
0635-912740C1 | SEAL,METALLIC | 912740C1 | Tarkwa | N/A | 0 | N/A |  |  | 0 | OUT OF STOCK
0636-912755C1 | SEAL,METALLIC | 912755C1 | Tarkwa | N/A | 4 | N/A |  |  | 4 | IN STOCK
0637-915300C1 | WIRE,SAFETY,0.020 IN,302/304 | 915300C1 | Tarkwa | N/A | 1 | N/A |  |  | 1 | IN STOCK
0638-915498C1 | VALVE,CHECK,1 IN | 915498C1 | Tarkwa | N/A | 1 | N/A |  |  | 1 | IN STOCK
0639-917560C2 | EXCITER | 917560C2 | Tarkwa | N/A | 2 | N/A |  |  | 2 | IN STOCK
0640-918201C2 | VALVE,HAND,BALL,0.75 IN | 918201C2 | Tarkwa | N/A | 1 | N/A |  |  | 1 | IN STOCK
0641-918567C1 | GASKET,0.777 ID,1.040 OD,0.096 | 918567C1 | Tarkwa | N/A | 7 | N/A |  |  | 7 | IN STOCK
0642-918567C1 | GASKET,0.777 ID,1.040 OD,0.096 | 918567C1 | Tarkwa | N/A | 0 | N/A |  |  | 0 | OUT OF STOCK
0643-919340C2 | CABLE,IGNITION,59.0 IN | 919340C2 | Tarkwa | N/A | 2 | N/A |  |  | 2 | IN STOCK
0644-945718C1 | GASKET,HSG,STARTER,GAS | 945718C1 | Tarkwa | N/A | 40 | N/A |  |  | 40 | IN STOCK
0645-950000C1 | O-RING,SAE 121,VITON | 950000C1 | Tarkwa | N/A | 20 | N/A |  |  | 20 | IN STOCK
0646-950001C1 | O-RING,SAE 460,VITON | 950001C1 | Tarkwa | N/A | 16 | N/A |  |  | 16 | IN STOCK
0647-950238C1 | GASKET,NON-METALLIC,BUNA-N | 950238C1 | Tarkwa | N/A | 2 | N/A |  |  | 2 | IN STOCK
0648-951447C5 | VALVE,SOLENOID | 951447C5 | Tarkwa | N/A | 3 | N/A |  |  | 3 | IN STOCK
0649-951447C5 | VALVE,SOLENOID | 951447C5 | Tarkwa | N/A | 0 | N/A |  |  | 0 | OUT OF STOCK
0650-951906C1 | PLUG,BORESCOPE | 951906C1 | Tarkwa | N/A | 4 | N/A |  |  | 4 | IN STOCK
0651-951907C1 | PLUG,BORESCOPE | 951907C1 | Tarkwa | N/A | 64 | N/A |  |  | 64 | IN STOCK
0652-951908C1 | PLUG,BORESCOPE | 951908C1 | Tarkwa | N/A | 8 | N/A |  |  | 8 | IN STOCK
0653-953048C1 | RESISTOR,0.1 W,20000 OHM,+/-1 | 953048C1 | Tarkwa | N/A | 5 | N/A |  |  | 5 | IN STOCK
0654-954288C1 | CONTROL HEAD,ELECTRIC | 954288C1 | Tarkwa | N/A | 1 | N/A |  |  | 1 | IN STOCK
0655-960239C1 | SEAL,EXTRUSION | 960239C1 | Tarkwa | N/A | 6 | N/A |  |  | 6 | IN STOCK
0656-960592C1 | DIODE | 960592C1 | Tarkwa | N/A | 10 | N/A |  |  | 10 | IN STOCK
0657-961195C1 | PLUG,BORESCOPE | 961195C1 | Tarkwa | N/A | 2 | N/A |  |  | 2 | IN STOCK
0658-963859C1 | GASKET,SPIRAL,3.0,CL600,RF,304 | 963859C1 | Tarkwa | N/A | 8 | N/A |  |  | 8 | IN STOCK
0659-964686C1 | LOCKWASHER,SPLIT,0. | 964686C1 | Tarkwa | N/A | 0 | N/A |  |  | 0 | OUT OF STOCK
0660-964905C1 | BLOCK,MOUNTING,BARRIER SYS | 964905C1 | Tarkwa | N/A | 47 | N/A |  |  | 47 | IN STOCK
0661-965193C1 | GASKET,0.887 ID,1.187 OD,0.099 | 965193C1 | Tarkwa | N/A | 8 | N/A |  |  | 8 | IN STOCK
0662-965193C1 | GASKET,0.887 ID,1.187 OD,0.099 | 965193C1 | Tarkwa | N/A | 0 | N/A |  |  | 0 | OUT OF STOCK
0663-967664C1 | VALVE,RELIEF,0.375 IN PSI | 967664C1 | Tarkwa | N/A | 1 | N/A |  |  | 1 | IN STOCK
0664-967688C1 | SEAL,METALLIC | 967688C1 | Tarkwa | N/A | 17 | N/A |  |  | 17 | IN STOCK
0665-967688C1 | SEAL,METALLIC | 967688C1 | Tarkwa | N/A | 0 | N/A |  |  | 0 | OUT OF STOCK
0666-981089C1 | RESISTOR,1.0 W,1000 OHM,+/-1% | 981089C1 | Tarkwa | N/A | 5 | N/A |  |  | 5 | IN STOCK
0667-981090C1 | RESISTOR,1.0 W,3010 OHM,+/-1% | 981090C1 | Tarkwa | N/A | 4 | N/A |  |  | 4 | IN STOCK
0668-991260C1 | THERMOSTAT | 991260C1 | Tarkwa | N/A | 1 | N/A |  |  | 1 | IN STOCK
0669-991839C1 | KIT,REPAIR,VALVE,BALL | 991839C1 | Tarkwa | N/A | 6 | N/A |  |  | 6 | IN STOCK
0670-993497C1 | SET,BOLT,SHEAR | 993497C1 | Tarkwa | N/A | 0 | N/A |  |  | 0 | OUT OF STOCK
0671-994715C1 | KIT,REPAIR,MINOR | 994715C1 | Tarkwa | N/A | 1 | N/A |  |  | 1 | IN STOCK
0672-994731C1 | KIT,REPAIR,REGULATOR,PRESSURE | 994731C1 | Tarkwa | N/A | 5 | N/A |  |  | 5 | IN STOCK
0673-995096C1 | KIT,REPAIR,MINOR | 995096C1 | Tarkwa | N/A | 1 | N/A |  |  | 1 | IN STOCK
0674-995389C1 | FUSE,8.0 A,250 V | 995389C1 | Tarkwa | N/A | 59 | N/A |  |  | 59 | IN STOCK
0675-995389C1 | FUSE,8.0 A,250 V | 995389C1 | Tarkwa | N/A | 0 | N/A |  |  | 0 | OUT OF STOCK
0676-996504B1 | KIT,RETROFIT,REGULATOR,PRESS | 996504B1 | Tarkwa | N/A | 3 | N/A |  |  | 3 | IN STOCK
0677-996504B1 | KIT,RETROFIT,REGULATOR,PRESS | 996504B1 | Tarkwa | N/A | 0 | N/A |  |  | 0 | OUT OF STOCK
0678-996504C1 | KIT,REPAIR,MINOR,REGULATOR | 996504C1 | Tarkwa | N/A | 2 | N/A |  |  | 2 | IN STOCK
0679-997318C1 | PROBE,PROXIMITY | 997318C1 | Tarkwa | N/A | 2 | N/A |  |  | 2 | IN STOCK
0680-997396C1 | KIT,REPAIR,VALVE | 997396C1 | Tarkwa | N/A | 12 | N/A |  |  | 12 | IN STOCK
0681-997674C1 | COUPLING,CUSHION,PMP/MTR,LUBE | 997674C1 | Tarkwa | N/A | 1 | N/A |  |  | 1 | IN STOCK
0682-997866C1 | SENSOR ASSY | 997866C1 | Tarkwa | N/A | 1 | N/A |  |  | 1 | IN STOCK
0683-998072C1 | COIL SOLENOIDE VALVE | 998072C1 | Tarkwa | N/A | 1 | N/A |  |  | 1 | IN STOCK
0684-998318C1 | DETECTOR,TEMP,RESISTANCE | 998318C1 | Tarkwa | N/A | 1 | N/A |  |  | 1 | IN STOCK
0685-998367C1 | SEALANT | 998367C1 | Tarkwa | N/A | 0 | N/A |  |  | 0 | OUT OF STOCK
0686-998501C1 | CARD,COMMUNICATION | 998501C1 | Tarkwa | N/A | 2 | N/A |  |  | 2 | IN STOCK
0687-998505C1 | KIT,REPAIR,MAJOR | 998505C1 | Tarkwa | N/A | 1 | N/A |  |  | 1 | IN STOCK
0688-998649C1 | CONTACTOR | 998649C1 | Tarkwa | N/A | 1 | N/A |  |  | 1 | IN STOCK
0689-998724C1 | CONTACTOR | 998724C1 | Tarkwa | N/A | 1 | N/A |  |  | 1 | IN STOCK
0690-999263C1 | CABLE,VIB PROBE EXT,4.5 | 999263C1 | Tarkwa | N/A | 2 | N/A |  |  | 2 | IN STOCK
0691-999295C1 | THERMISTOR | 999295C1 | Tarkwa | N/A | 3 | N/A |  |  | 3 | IN STOCK
0692-E1042016-2400 | ACTUATOR,LINEAR,ELE | E1042016-2400 | Tarkwa | N/A | 0 | N/A |  |  | 0 | OUT OF STOCK
0693-E1799637-100 | VALVE,BLEED,ELECTRI | E1799637-100 | Tarkwa | N/A | 0 | N/A |  |  | 0 | OUT OF STOCK
0694-FT30205-101 | TOOL,SPECIAL SCREWD | FT30205-101 | Tarkwa | N/A | 0 | N/A |  |  | 0 | OUT OF STOCK
0695-FT30205-101 | TOOL,SPECIAL SCREWDRIVER, | FT30205-101 | Tarkwa | N/A | 0 | N/A |  |  | 0 | OUT OF STOCK
0696-FT30303-101 | TOOL,KIT,GUIDE TUBES,BORESCOPE, | FT30303-101 | Tarkwa | N/A | 0 | N/A |  |  | 0 | OUT OF STOCK
0697-FT30421-100 | ALIGNMENT TOOLS | FT30421-100 | Tarkwa | N/A | 0 | N/A |  |  | 0 | OUT OF STOCK
0698-30618-102 | ALIGNMENT TOOLS | 30618-102 | Tarkwa | N/A | 0 | N/A |  |  | 0 | OUT OF STOCK
0699-FT30618-102 | ALIGNMENT TOOLS | FT30618-102 | Tarkwa | N/A | 0 | N/A |  |  | 0 | OUT OF STOCK
0700-FT30635-101 | ALIGNMENT TOOLS | FT30635-101 | Tarkwa | N/A | 0 | N/A |  |  | 0 | OUT OF STOCK
0701-30637-101 | ALIGNMENT TOOLS | 30637-101 | Tarkwa | N/A | 0 | N/A |  |  | 0 | OUT OF STOCK
0702-FT33013-102 | KIT,TOOL,INSTALLATI | FT33013-102 | Tarkwa | N/A | 0 | N/A |  |  | 0 | OUT OF STOCK
0703-FT33015-101 | TOOL,LIFT,HUB,GB,T1 | FT33015-101 | Tarkwa | N/A | 0 | N/A |  |  | 0 | OUT OF STOCK
0704-FT33016-100 | KIT,SEPARATION,ENGI | FT33016-100 | Tarkwa | N/A | 0 | N/A |  |  | 0 | OUT OF STOCK
0705-FT33050 | SOCKET,LOCKNUT,GBOX | FT33050 | Tarkwa | N/A | 0 | N/A |  |  | 0 | OUT OF STOCK
0706-FT33076-103 | KIT,TOOL,INSTL/RMVL | FT33076-103 | Tarkwa | N/A | 0 | N/A |  |  | 0 | OUT OF STOCK
0707-FT33198-1 | GAGE,ADJMT,IGV | FT33198-1 | Tarkwa | N/A | 1 | N/A |  |  | 1 | IN STOCK
0708-FT33303-102 | TOOL,GUIDE TUBE,BOR | FT33303-102 | Tarkwa | N/A | 0 | N/A |  |  | 0 | OUT OF STOCK
0709-FT33306-100 | TOOL,GUIDE TUBE,BORESCOPE | FT33306-100 | Tarkwa | N/A | 1 | N/A |  |  | 1 | IN STOCK
0710-FT33512-101 | CART,ENGINE HANDLIN | FT33512-101 | Tarkwa | N/A | 0 | N/A |  |  | 0 | OUT OF STOCK
0711-FT33604-100 | PULLER,ENGINE/TRUNNION SPRT | FT33604-100 | Tarkwa | N/A | 0 | N/A |  |  | 0 | OUT OF STOCK
0712-FT51010-104 | TESTER,SET, TURB EL | FT51010-104 | Tarkwa | N/A | 0 | N/A |  |  | 0 | OUT OF STOCK
0713-FT61014-101 | TOOL, TORQUE WRENCH | FT61014-101 | Tarkwa | N/A | 1 | N/A |  |  | 1 | IN STOCK
0714-FT61016 | WRENCH,CHAIN | FT61016 | Tarkwa | N/A | 0 | N/A |  |  | 0 | OUT OF STOCK
0715-FT61090 | WRENCH,STRAP | FT61090 | Tarkwa | N/A | 0 | N/A |  |  | 0 | OUT OF STOCK
0716-FT61200-101 | TOOL,LIFT,ENCL DOOR | FT61200-101 | Tarkwa | N/A | 0 | N/A |  |  | 0 | OUT OF STOCK
0717-FT67001 | ALIGNMENT TOOLS | FT67001 | Tarkwa | N/A | 0 | N/A |  |  | 0 | OUT OF STOCK
0718-FT67020-101 | TOOL,PRESSURE MEASU | FT67020-101 | Tarkwa | N/A | 0 | N/A |  |  | 0 | OUT OF STOCK
0719-FT67022-201 | KIT,TOOL,TUBE BENDI | FT67022-201 | Tarkwa | N/A | 0 | N/A |  |  | 0 | OUT OF STOCK
0720-FT67026 | TOOL,TERMINALS,WIRE | FT67026 | Tarkwa | N/A | 0 | N/A |  |  | 0 | OUT OF STOCK
0721-FT67032-100 | TOOL,TUBE,FIELD REP | FT67032-100 | Tarkwa | N/A | 0 | N/A |  |  | 0 | OUT OF STOCK
0722-FT67073-200 | TOOL, REPLACEMENT FITTINGS | FT67073-200 | Tarkwa | N/A | 0 | N/A |  |  | 0 | OUT OF STOCK
0723-FT67101-1004 | ALIGNMENT TOOLS | FT67101-1004 | Tarkwa | N/A | 0 | N/A |  |  | 0 | OUT OF STOCK
0724-FT67101-104 | ALIGNMENT TOOLS | FT67101-104 | Tarkwa | N/A | 10 | N/A |  |  | 10 | IN STOCK
0725- | Turbine | [7 empty] | 0 | OUT OF STOCK
This shape represents a table slicer. Table slicers are not supported in this version of Excel. If the shape was modified in an earlier version of Excel, or if the workbook was saved in Excel 2007 or earlier, the slicer can't be used.
This shape represents a table slicer. Table slicers are not supported in this version of Excel. If the shape was modified in an earlier version of Excel, or if the workbook was saved in Excel 2007 or earlier, the slicer can't be used.
TARKWA STOCK

## EDIKAN DATASET
PRODUCT ID | ITEM DESCRIPTION | PART NUMBER | SITE | ITEM TYPE | QTY IN | UNIT | DATE OF QTY USED | QTY USED | BALANCE | REMARKS
0001-173101-1 | BOLT HEX | 173101-1 | Chirano | Consumable | 10 | Pcs |  |  | 10 | IN STOCK
0002-120022-7 | BOLT HEX 0.375-16 X1.25 | 120022-7 | Chirano | Consumable | 10 | Pcs |  |  | 10 | IN STOCK
0003-120033-9 | BOLT 12 POINT. 0.625-11X | 120033-9 | Chirano | Consumable | 0 | Pcs |  |  | 0 | OUT OF STOCK
0004-912642C1 | O-RING SAE, VITON | 912642C1 | Chirano | Consumable | 20 | Pcs |  |  | 20 | IN STOCK
0005-190817-191 | PROXIMITOR SENSOR | 190817-191 | Tarkwa | Consumable | 1 | Pcs |  |  | 1 | IN STOCK
0006-2010303-1 | KIT ELEMENT COALESCER OIL | 2010303-1 | Chirano | Consumable | 1 | Set |  |  | 1 | IN STOCK
0007-40008108 | SEALING FOR FILTER | 40008108 | Chirano | Consumable | 2 | Set |  |  | 2 | IN STOCK
0008-1739421-1 | SEALING FOR FILTER | 1739421-1 | Tarkwa | Consumable | 4 | Pcs |  |  | 4 | IN STOCK
0009-304649-100 | GASKET, 2.82 | 304649-100 | Tarkwa | Consumable | 6 | Pcs |  |  | 6 | IN STOCK
0010-912642C1 | O-RING SAE, VITON | 912642C1 | Tarkwa | Consumable | 12 | Pcs |  |  | 12 | IN STOCK
0011-120033-9 | O-RING SAE, VITON | 120033-9 | Tarkwa | Consumable | 0 | Pcs |  |  | 0 | OUT OF STOCK
0012-1426550-10 | ELEMENT FILTER OIL CYL | 1426550-10 | Tarkwa | Consumable | 1 | Pcs |  |  | 1 | IN STOCK
0013-1089240-3 | MODULE FLEX | 1089240-3 | Tarkwa | Consumable | 1 | Pcs |  |  | 1 | IN STOCK
0014-67792002 | C-SEAL | 67792002 | Tarkwa | Consumable | 6 | Pcs |  |  | 6 | IN STOCK
0015-120022-7 | BOLT HEX 0.375-16 X1.25 | 120022-7 | Tarkwa | Consumable | 22 | Pcs |  |  | 22 | IN STOCK
0016-1449166-1 | ELEMENT FILTER AIR CART CYL | 1449166-1 | Tarkwa | Consumable | 1 | Pcs |  |  | 1 | IN STOCK
0017-304223-100 | GASKET INJECTOR | 304223-100 | Tarkwa | Consumable | 4 | Pcs |  |  | 4 | IN STOCK
0018-1060817-10 | GAS FUEL FILTER | 1060817-10 | Tarkwa | Consumable | 2 | Pcs |  |  | 2 | IN STOCK
0019-1425291-6/1425291-9 | O-RING SAE, VITON | 1425291-6/1425291-9 | Tarkwa | Consumable | 2 | Pcs |  |  | 2 | IN STOCK
0020-1007799 | O-RING SAE, VITON | 1007799 | Tarkwa | Consumable | 6 | Pcs |  |  | 6 | IN STOCK
0021-1008726 | O-RING SAE, VITON | 1008726 | Tarkwa | Consumable | 2 | Pcs |  |  | 2 | IN STOCK
0022-4270479 | O-RING SAE, VITON | 4270479 | Tarkwa | Consumable | 1 | Pcs |  |  | 1 | IN STOCK
0023-1060817-50 | KIT ELEMENT CATRIDGE | 1060817-50 | Chirano | Consumable | 1 | Pcs |  |  | 1 | IN STOCK
0024-1426550-10 | ELEMENT FILTER OIL CYL | 1426550-10 | Chirano | Consumable | 3 | Pcs |  |  | 3 | IN STOCK
0025-1425291-6 | ELEMENT OIL FILTER | 1425291-6 | Chirano | Consumable | 5 | Pcs |  |  | 5 | IN STOCK
0026-1449166-1 | ELEMENT AIR FIBRE GLASS | 1449166-1 | Chirano | Consumable | 2 | Pcs |  |  | 2 | IN STOCK
0027-1425291-6 | ELEMENT OIL FILTER | 1425291-6 | Tarkwa | Consumable | 3 | Pcs |  |  | 3 | IN STOCK
0028-FT61012-100 | RELAY | FT61012-100 | Tarkwa | Tool | 1 | Box |  |  | 1 | IN STOCK
0029-FT67022 | TUBE BENDING KIT | FT67022 | Tarkwa | Tool | 1 | Box |  |  | 1 | IN STOCK
0030-FT33050 | TUBE BENDING KIT | FT33050 | Tarkwa | Tool | 1 | Box |  |  | 1 | IN STOCK
0031-FT33012-102 | TUBE BENDING KIT | FT33012-102 | Tarkwa | Tool | 1 | Box |  |  | 1 | IN STOCK
0032-1043265-1 | TUBE BENDING KIT | 1043265-1 | Chirano | Project Surplus | 10 | Pcs |  |  | 10 | IN STOCK
0033-1559371-72 | TUBE BENDING KIT | 1559371-72 | Chirano | Project Surplus | 2 | Pcs |  |  | 2 | IN STOCK
0034-1061979-1 | RELAY | 1061979-1 | Chirano | Project Surplus | 8 | Pcs |  |  | 8 | IN STOCK
0035-1066730-16 | RELAY | 1066730-16 | Chirano | Project Surplus | 20 | Pcs |  |  | 20 | IN STOCK
0036-11133867 | RELAY | 11133867 | Chirano | Project Surplus | 11 | Pcs |  |  | 11 | IN STOCK
0037-11133866 | RELAY | 11133866 | Chirano | Project Surplus | 20 | Pcs |  |  | 20 | IN STOCK
0038-960827C1 | RELAY | 960827C1 | Chirano | Project Surplus | 1 | Pcs |  |  | 1 | IN STOCK
0039-1053052-86 | RELAY | 1053052-86 | Chirano | Project Surplus | 1 | Pcs |  |  | 1 | IN STOCK
0040-11133376 | RELAY | 11133376 | Chirano | Project Surplus | 4 | Pcs |  |  | 4 | IN STOCK
0041-11210026 | RELAY | 11210026 | Chirano | Project Surplus | 1 | Pcs |  |  | 1 | IN STOCK
0042-1066730-8 | RELAY | 1066730-8 | Chirano | Project Surplus | 1 | Pcs |  |  | 1 | IN STOCK
0043-1066730-17 | RELAY | 1066730-17 | Chirano | Project Surplus | 5 | Pcs |  |  | 5 | IN STOCK
0044-1066730-7 | RELAY | 1066730-7 | Chirano | Project Surplus | 16 | Pcs |  |  | 16 | IN STOCK
0045-1113249 | RELAY | 1113249 | Chirano | Project Surplus | 4 | Pcs |  |  | 4 | IN STOCK
0046-1113251 | RELAY | 1113251 | Chirano | Project Surplus | 6 | Pcs |  |  | 6 | IN STOCK
0047-1113252 | RELAY | 1113252 | Chirano | Project Surplus | 6 | Pcs |  |  | 6 | IN STOCK
0048-1113255 | RELAY | 1113255 | Chirano | Project Surplus | 4 | Pcs |  |  | 4 | IN STOCK
0049-1113253 | RELAY | 1113253 | Chirano | Project Surplus | 6 | Pcs |  |  | 6 | IN STOCK
0050-1113250 | RELAY | 1113250 | Chirano | Project Surplus | 4 | Pcs |  |  | 4 | IN STOCK
0051-1043265-3 | RELAY | 1043265-3 | Chirano | Project Surplus | 4 | Pcs |  |  | 4 | IN STOCK
0052-1043265-4 | RELAY | 1043265-4 | Chirano | Project Surplus | 4 | Pcs |  |  | 4 | IN STOCK
0053-1043265-5 | RELAY | 1043265-5 | Chirano | Project Surplus | 6 | Pcs |  |  | 6 | IN STOCK
0054-1043265-6 | RELAY | 1043265-6 | Chirano | Project Surplus | 6 | Pcs |  |  | 6 | IN STOCK
0055-1043265-7 | RELAY | 1043265-7 | Chirano | Project Surplus | 6 | Pcs |  |  | 6 | IN STOCK
0056-1043265-9 | RELAY | 1043265-9 | Chirano | Project Surplus | 4 | Pcs |  |  | 4 | IN STOCK
0057-136845-1 | GASKET 1.85*62IN | 136845-1 | Tarkwa | Consumable | 5 | Pcs |  |  | 5 | IN STOCK
0058-1043265-6 | FUSE 15A | 1043265-6 | Tarkwa | Consumable | 15 | Pcs |  |  | 15 | IN STOCK
0059-1056244-2 | MODULE FIRE SYSTEM POWER | 1056244-2 | Tarkwa | Consumable | 2 | Pcs |  |  | 2 | IN STOCK
0060-603986C1 | KITOIL SAMPLING | 603986C1 | Edikan | Consumable | 14 | Box | 20/Feb/2025 14:39 | 5 | 9 | IN STOCK
0061-1425291-6 | ELEMENTOIL FILTER(LUBE OIL FILTER) | 1425291-6 | Edikan | Consumable | 4 | Pcs |  |  | 4 | IN STOCK
0062-1503048-1 | MODULE RELAY OUTPUT 1503048-1 | 1503048-1 | Edikan | Consumable | 1 | Pcs |  |  | 1 | IN STOCK
0063-1043265-5 | FUSE,10 A,600 V | 1043265-5 | Edikan | Consumable | 5 | Pcs |  |  | 5 | IN STOCK
0064-1043265-6 | FUSE,15 A,600 V | 1043265-6 | Edikan | Consumable | 5 | Pcs |  |  | 5 | IN STOCK
0065-1109804-50 | TRANSMITTER,DP,400 IN-H2O | 1109804-50 | Edikan | Consumable | 1 | Pcs |  |  | 1 | IN STOCK
0066-4265957 | ELEMENT 10 MICRON | 4265957 | Edikan | Consumable | 3 | Pcs |  |  | 3 | IN STOCK
0067-962562C1 | O-RING,SAE 329,VITON,LUBE OIL FILLING POINT | 962562C1 | Edikan | Consumable | 30 | Pcs |  |  | 30 | IN STOCK
0068-112056-1 | O-RING,SAE 232,VITON, O-RING SPLIT FLANGE TWO AND HALF | 112056-1 | Edikan | Consumable | 4 | Pcs |  |  | 4 | IN STOCK
0069-903243C1 | O-RING,SAE 214,VITON,O-RING SPLIT FLANGE 3 QUATER I | 903243C1 | Edikan | Consumable | 1 | Pcs |  |  | 1 | IN STOCK
0070-903253C1 | O-RING,SAE 245,VITON,O-RING SPLIT FLANGE 4 INCHES | 903253C1 | Edikan | Consumable | 5 | Pcs |  |  | 5 | IN STOCK
0071-903732C1 | O-RING,SAE 225,VITON,1.859 ID,O-RING SPLIT FLANGE 1 AND HALF | 903732C1 | Edikan | Consumable | 2 | Pcs |  |  | 2 | IN STOCK
0072-903737C1 | O-RING,SAE 222,VITON,O-RING SPLIT FLANGE 1 AND QUAT | 903737C1 | Edikan | Consumable | 2 | Pcs |  |  | 2 | IN STOCK
0073-908159C1 | O-RING,SAE 210,VITON,O-RING SPLIT FLANGE HALF INCHES | 908159C1 | Edikan | Consumable | 2 | Pcs |  |  | 2 | IN STOCK
0074-908231C1 | O-RING,SAE 240,VITON,O-RING SPLIT FLANGE 3 AND HAL | 908231C1 | Edikan | Consumable | 2 | Pcs |  |  | 2 | IN STOCK
0075-903270C1 | O-RING,SAE 916,VITON,O-RING, STRAIGHT THREAD TUBE F | 903270C1 | Edikan | Consumable | 2 | Pcs |  |  | 2 | IN STOCK
0076-903271C1 | O-RING,SAE 920,VITON,O-RING, STRAIGHT THREAD TUBE F | 903271C1 | Edikan | Consumable | 1 | Pcs |  |  | 1 | IN STOCK
0077-903752C1 | O-RING,SAE 932,VITON | 903752C1 | Edikan | Consumable | 4 | Pcs |  |  | 4 | IN STOCK
0078-903509C1 | O-RING,SAE 219,VITON | 903509C1 | Edikan | Consumable | 2 | Pcs |  |  | 2 | IN STOCK
0079-XMGT 6 (M6) | CAMFLO HYBRID M6 592X59210X65_ENCLOSURE FILTERS | XMGT 6 (M6) | Edikan | Consumable | 144 | Pcs |  |  | 144 | IN STOCK
0080-3V600 E10 | CAMGT 3V600 E10 592X592X600MM_INNER FILTER | 3V600 E10 | Edikan | Consumable | 120 | Pcs |  |  | 120 | IN STOCK
0081-0 | STATIC FREQUENCY CONVERTER | 0 | Edikan | Consumable | 1 | Pcs |  |  | 1 | IN STOCK
0082-6208-2z/C3/ | SKF BEARING EXPLORER/ LUBE OIL COOLER MOTOR BEARING | 6208-2z/C3/ | Edikan | Consumable | 14 | Pcs |  |  | 14 | IN STOCK
0083-6309-2z/C3/1601339 | SKF BEARING EXPLORER/ LUBE OIL COOLER MOTOR BEARING | 6309-2z/C3/1601339 | Edikan | Consumable | 3 | Pcs |  |  | 3 | IN STOCK
0084-6209-2z/C3/1601340 | SKF BEARING EXPLORER/ LUBE OIL COOLER MOTOR BEARING | 6209-2z/C3/1601340 | Edikan | Consumable | 3 | Pcs |  |  | 3 | IN STOCK
0085-1089240-3 | MODULE, FLEX, DISCRETE | 1089240-3 | Edikan | Consumable | 1 | Pcs |  |  | 1 | IN STOCK
0086-4265957 | ELEMENT 10-MICRON FILTER-HYDAC | 4265957 | Edikan | Consumable | 3 | Pcs |  |  | 3 | IN STOCK
0087-DN79897 | ROLL OUT CART | DN79897 | Edikan | Tool | 1 | Pcs |  |  | 1 | IN STOCK
0088-173101-1 | BOLT HEX | 173101-1 | Wassa | Consumable | 20 | Pcs |  |  | 20 | IN STOCK
0089-120022-7 | BOLT HEX 0.375-16 X1.25 | 120022-7 | Wassa | Consumable | 28 | Pcs |  |  | 28 | IN STOCK
0090-120033-9 | BOLT 12 POINT. 0.625-11X | 120033-9 | Wassa | Consumable | 32 | Pcs |  |  | 32 | IN STOCK
0091-304223-100 | FUEL INJECTOR GASKET | 304223-100 | Wassa | Consumable | 11 | Pcs |  |  | 11 | IN STOCK
0092-1449166-1 | ELEMENT FILTER AIR CART CYL | 1449166-1 | Wassa | Consumable | 4 | Pcs |  |  | 4 | IN STOCK
0093-1089240-31 | MODULE FLEX FAST RTD /TC 8IN | 1089240-31 | Wassa | Consumable | 3 | Pcs |  |  | 3 | IN STOCK
0094-1089240-32 | MODULE FLEX ADAPTER | 1089240-32 | Wassa | Consumable | 1 | Pcs |  |  | 1 | IN STOCK
0095-1089240-38 | MODULE FLEX FAST COUNTER | 1089240-38 | Wassa | Consumable | 1 | Pcs |  |  | 1 | IN STOCK
0096-304649-100 | GASKET, 2.82 | 304649-100 | Wassa | Consumable | 15 | Pcs |  |  | 15 | IN STOCK
0097-1007799 | GASKET | 1007799 | Wassa | Consumable | 14 | Pcs |  |  | 14 | IN STOCK
0098-120033-9 | BOLT 12 POINT. 0.625-11X | 120033-9 | Wassa | Consumable | 32 | Pcs |  |  | 32 | IN STOCK
0099-1426550-10 | ELEMENT FILTER OIL CYL | 1426550-10 | Wassa | Consumable | 4 | Pcs |  |  | 4 | IN STOCK
0100-604002 | LID O-RING | 604002 | Wassa | Consumable | 8 | Pcs |  |  | 8 | IN STOCK
0101-1085387 | C-SEAL | 1085387 | Wassa | Consumable | 1 | Pcs |  |  | 1 | IN STOCK
0102-301296-7 | SOLAR SPARE | 301296-7 | Wassa | Consumable | 2 | Pcs |  |  | 2 | IN STOCK
0103-1060817-20 | GAS FUEL FILTER | 1060817-20 | Wassa | Consumable | 2 | Pcs |  |  | 2 | IN STOCK
0104-1008726(6756) | GASKET | 1008726(6756) | Wassa | Consumable | 1 | Pcs |  |  | 1 | IN STOCK
0105-1060817-50 | KIT ELEMENT CATRIDGE | 1060817-50 | Wassa | Consumable | 1 | Pcs |  |  | 1 | IN STOCK
0106-171481-1 | LOCK NUT, 0.625 | 171481-1 | Wassa | Consumable | 12 | Pcs |  |  | 12 | IN STOCK
0107-1071411-1 | AS-700-FSM3UU23-EX MULTI FUNCTION | 1071411-1 | Wassa | Consumable | 2 | Pcs |  |  | 2 | IN STOCK
0108-1071411-1 | AS-700-FSM3UU23-EX MULTI FUNCTION (USED) | 1071411-1 | Wassa | Consumable | 3 | Pcs |  |  | 3 | IN STOCK
0109-1046415-60 | LITHIUM BATTERY,3.0 V, 1756-L61 | 1046415-60 | Wassa | Consumable | 5 | Pcs |  |  | 5 | IN STOCK
0110-908341C1 | PLUS CONDUIT 0.5 NPT | 908341C1 | Wassa | Consumable | 10 | Pcs |  |  | 10 | IN STOCK
0111-700872C1 | BREATHER VENT 40.0 50 NPT | 700872C1 | Wassa | Consumable | 4 | Pcs |  |  | 4 | IN STOCK
0112-1061979-1 | RELAY | 1061979-1 | Wassa | Consumable | 14 | Pcs |  |  | 14 | IN STOCK
0113-1066730-16 | BLOCK TERMINAL SPRING 2 | 1066730-16 | Wassa | Consumable | 20 | Pcs |  |  | 20 | IN STOCK
0114-1066730-32 | END STOP TERMINAL BLOCK, SPRING | 1066730-32 | Wassa | Consumable | 10 | Pcs |  |  | 10 | IN STOCK
0115-1066730-7 | BLOCK TERMINAL SPRING 4 | 1066730-7 | Wassa | Consumable | 3 | Pcs |  |  | 3 | IN STOCK
0116-1066730-17 | PLASTIC BOARD | 1066730-17 | Wassa | Consumable | 5 | Pcs |  |  | 5 | IN STOCK
0117-1066730-3 | MARKER TERMINAL BLOCK, 1-12 | 1066730-3 | Wassa | Consumable | 20 | Pcs |  |  | 20 | IN STOCK
0118-FT33027-100 | HAND HYDRAULIC PUMP | FT33027-100 | Wassa | Consumable | 1 | Pcs |  |  | 1 | IN STOCK
0119-1015162-13 | WIRE 14, AWG WHITE, STRANDED | 1015162-13 | Wassa | Consumable | 1 | Pcs |  |  | 1 | IN STOCK
0120-1015162-10 | WIRE 16, AWG WHITE, STRANDED | 1015162-10 | Wassa | Consumable | 1 | Pcs |  |  | 1 | IN STOCK
0121-136845-1 | GASKET 1.85*62IN | 136845-1 | Wassa | Consumable | 6 | Pcs |  |  | 6 | IN STOCK
0122-1046505 | O-RING, VITON 35.O ID | 1046505 | Wassa | Consumable | 1 | Pcs |  |  | 1 | IN STOCK
0123-1479391-4 | O-RING, VITON 26.988 ID | 1479391-4 | Wassa | Consumable | 1 | Pcs |  |  | 1 | IN STOCK
0124-42300064 | O-RING JB NO. 105782 | 42300064 | Wassa | Consumable | 10 | Pcs |  |  | 10 | IN STOCK
0125-4230071 | O-RING JB NO. 105782 | 4230071 | Wassa | Consumable | 10 | Pcs |  |  | 10 | IN STOCK
0126-204163-1 | O-RING 1.948 ID….135 | 204163-1 | Wassa | Consumable | 2 | Pcs |  |  | 2 | IN STOCK
0127-912642C1 | O-RING SAE, VITON | 912642C1 | Wassa | Consumable | 15 | Pcs |  |  | 15 | IN STOCK
0128-173942-1 | GASKET 3.32 ID, 3.68 ID | 173942-1 | Wassa | Consumable | 8 | Pcs |  |  | 8 | IN STOCK
0129-1017891 | GASKET SPIRAL, 1.25, CL 150 | 1017891 | Wassa | Consumable | 8 | Pcs |  |  | 8 | IN STOCK
0130-1017893 | GASKET SPIRAL, 2.0, CL 150 | 1017893 | Wassa | Consumable | 2 | Pcs |  |  | 2 | IN STOCK
0131-1300392-0208 | GASKET SPIRAL, 3.0, CL 150 | 1300392-0208 | Wassa | Consumable | 3 | Pcs |  |  | 3 | IN STOCK
0132-1300392-0206 | GASKET SPIRAL, 2.0, CL 150,R | 1300392-0206 | Wassa | Consumable | 1 | Pcs |  |  | 1 | IN STOCK
0133-1007799(6756) | GASKET, 0.344 ID, 0.625 ID | 1007799(6756) | Wassa | Consumable | 1 | Pcs |  |  | 1 | IN STOCK
0134-912851C1 | SEAL, METALLIC | 912851C1 | Wassa | Consumable | 2 | Pcs |  |  | 2 | IN STOCK
0135-1017908 | GASKET,SPIRAL,4.0 RF, CL30 | 1017908 | Wassa | Consumable | 2 | Pcs |  |  | 2 | IN STOCK
0136-1559398-100 | KIT, KD WR CLAMP | 1559398-100 | Wassa | Consumable | 1 | Pcs |  |  | 1 | IN STOCK
0137-120035-1 | NUT, HEAVY DUTY | 120035-1 | Wassa | Consumable | 17 | Pcs |  |  | 17 | IN STOCK
0138-970199C | STUD, 0.75-10X8.5 | 970199C | Wassa | Consumable | 9 | Pcs |  |  | 9 | IN STOCK
0139-1043036 | SCREW SHOULDER, HEX SCKT | 1043036 | Wassa | Consumable | 2 | Pcs |  |  | 2 | IN STOCK
0140-1011145 | BOLT HEX, 0.375-16 X 1.5 | 1011145 | Wassa | Consumable | 4 | Pcs |  |  | 4 | IN STOCK
0141-22524R1 | BOLT HEX, 0.375-16 X 1.5 | 22524R1 | Wassa | Consumable | 26 | Pcs |  |  | 26 | IN STOCK
0142-22527R1 | BOLT HEX 0.375-16 X2.25 | 22527R1 | Wassa | Consumable | 8 | Pcs |  |  | 8 | IN STOCK
0143-22540R1 | BOLT HEX, 0.5-13 X 1.25 | 22540R1 | Wassa | Consumable | 17 | Pcs |  |  | 17 | IN STOCK
0144-1051747-8 | RELIEF VALVE 1 INCH | 1051747-8 | Wassa | Consumable | 1 | Pcs |  |  | 1 | IN STOCK
0145-964693C1 | LOCK WASHER, SPLIT 0.625 | 964693C1 | Wassa | Consumable | 23 | Pcs |  |  | 23 | IN STOCK
0146-623068R1 | LOCK WASHER, SPLIT 0.375 | 623068R1 | Wassa | Consumable | 24 | Pcs |  |  | 24 | IN STOCK
0147-24664R1 | FLAT WASHER, 0.5 | 24664R1 | Wassa | Consumable | 7 | Pcs |  |  | 7 | IN STOCK
0148-964677C1 | LOCK WASHER, SPLIT | 964677C1 | Wassa | Consumable | 36 | Pcs |  |  | 36 | IN STOCK
0149-22655R1 | FLAT WASHER, 0.375 | 22655R1 | Wassa | Consumable | 24 | Pcs |  |  | 24 | IN STOCK
0150-954138C1 | CONICAL WASHER (M20X29) | 954138C1 | Wassa | Consumable | 2 | Pcs |  |  | 2 | IN STOCK
0151-964686C1 | LOCK WASHER SPLIT 0.5 | 964686C1 | Wassa | Consumable | 73 | Pcs |  |  | 73 | IN STOCK
0152-1576703-4 | HOSE ASSY | 1576703-4 | Wassa | Consumable | 1 | Pcs |  |  | 1 | IN STOCK
0153-1006437 | FLAT WASHER | 1006437 | Wassa | Consumable | 25 | Pcs |  |  | 25 | IN STOCK
0154-1559405 | FLAT WASHER M4 | 1559405 | Wassa | Consumable | 4 | Pcs |  |  | 4 | IN STOCK
0155-22652R1 | FLAT WASHER | 22652R1 | Wassa | Consumable | 4 | Pcs |  |  | 4 | IN STOCK
0156-19298R1 | LOCK WASHER SPLIT | 19298R1 | Wassa | Consumable | 8 | Pcs |  |  | 8 | IN STOCK
0157-701477C1 | LOCK WASHER SPLIT, M4 | 701477C1 | Wassa | Consumable | 4 | Pcs |  |  | 4 | IN STOCK
0158-1087491-3 | ELEMENT, FLTR, AIR GAS FUEL | 1087491-3 | Wassa | Consumable | 2 | Pcs |  |  | 2 | IN STOCK
0159-16605295 | BEARING COM-16 | 16605295 | Wassa | Consumable | 2 | Pcs |  |  | 2 | IN STOCK
0160-1060817 | GAS FUEL FILTER | 1060817 | Wassa | Consumable | 8 | Pcs |  |  | 8 | IN STOCK
0161-970443C1 | PIPING CUSHION-CLAMP ACTIVATOR | 970443C1 | Wassa | Consumable | 1 | Pcs |  |  | 1 | IN STOCK
0162-1039333-3 | GASKET | 1039333-3 | Wassa | Consumable | 5 | Pcs |  |  | 5 | IN STOCK
0163-1039333-4 | GASKET | 1039333-4 | Wassa | Consumable | 1 | Pcs |  |  | 1 | IN STOCK
0164-301380-200 | INJECTOR GAS, CONVENTIONAL | 301380-200 | Wassa | Consumable | 4 | Pcs |  |  | 4 | IN STOCK
0165-1739552 | PLUG, CONDUIT | 1739552 | Wassa | Consumable | 18 | Pcs |  |  | 18 | IN STOCK
0166-1739574 | PLUG, CONDUIT | 1739574 | Wassa | Consumable | 18 | Pcs |  |  | 18 | IN STOCK
0167-1064721-14 | VALVE, HAND,NEEDLE 0.25 | 1064721-14 | Wassa | Consumable | 1 | Pcs |  |  | 1 | IN STOCK
0168-1559406 | BOLT HEX M4 | 1559406 | Wassa | Consumable | 4 | Pcs |  |  | 4 | IN STOCK
0169-1551910 | SMOKE DETECTOR RELAY | 1551910 | Wassa | Consumable | 1 | Pcs |  |  | 1 | IN STOCK
0170-701477C1 | LOCK WASHER SPLIT, M4 | 701477C1 | Wassa | Consumable | 4 | Pcs |  |  | 4 | IN STOCK
0171-1559405 | FLAT WASHER M4 | 1559405 | Wassa | Consumable | 4 | Pcs |  |  | 4 | IN STOCK
0172-171481-1 | LOCK NUT, 0.625 | 171481-1 | Wassa | Consumable | 12 | Pcs |  |  | 12 | IN STOCK
0173-186406-1 | BOLT HEX 0.625 | 186406-1 | Wassa | Consumable | 12 | Pcs |  |  | 12 | IN STOCK
0174-1089240-38 | MODULE FLEX FAST COUNTER | 1089240-38 | Wassa | Consumable | 1 | Pcs |  |  | 1 | IN STOCK
0175-1506466-2 | SWITCH LIMIT | 1506466-2 | Wassa | Consumable | 2 | Pcs |  |  | 2 | IN STOCK
0176-116091-13 | GAGE LEVEL FLOAT | 116091-13 | Wassa | Consumable | 1 | Pcs |  |  | 1 | IN STOCK
0177-2778466-100 | THERMOCOUPLE | 2778466-100 | Wassa | Consumable | 2 | Pcs |  |  | 2 | IN STOCK
0178-1286570-1 | POWER SUPPLY KIT | 1286570-1 | Wassa | Consumable | 1 | Pcs |  |  | 1 | IN STOCK
0179-FT33198-100 | TOOL ALIGNMENT VARIABLE GUIDE | FT33198-100 | Wassa | Consumable | 1 | Pcs |  |  | 1 | IN STOCK
0180-1506465-1 | ACTUATOR ROTARY PNEUMATIC | 1506465-1 | Wassa | Consumable | 6 | Pcs |  |  | 6 | IN STOCK
0181-1057901 | SCREW, PHILLIPS | 1057901 | Wassa | Consumable | 4 | Pcs |  |  | 4 | IN STOCK
0182-1033940 | LABEL-DANGER HIGH VOLTAGE | 1033940 | Wassa | Consumable | 1 | Pcs |  |  | 1 | IN STOCK
0183-1061197 | SCREW, PHILLIPS | 1061197 | Wassa | Consumable | 4 | Pcs |  |  | 4 | IN STOCK
0184-1096727 | STANDOFF HEX | 1096727 | Wassa | Consumable | 4 | Pcs |  |  | 4 | IN STOCK
0185-1097483 | KIT DRAWING | 1097483 | Wassa | Consumable | 1 | Pcs |  |  | 1 | IN STOCK
0186-1058121-31 | GUARD, SHOCK, SWITCH HOLE | 1058121-31 | Wassa | Consumable | 1 | Pcs |  |  | 1 | IN STOCK
0187-1089240-18 | MODULE FLEX | 1089240-18 | Wassa | Consumable | 17 | Pcs |  |  | 17 | IN STOCK
0188-124P07-7 | GROMMET 0.965 0D | 124P07-7 | Wassa | Consumable | 1 | Pcs |  |  | 1 | IN STOCK
0189-124P07-17 | GROMMET 0.965 0D | 124P07-17 | Wassa | Consumable | 1 | Pcs |  |  | 1 | IN STOCK
0190-124P07-4 | GROMMET 0.965 0D | 124P07-4 | Wassa | Consumable | 1 | Pcs |  |  | 1 | IN STOCK
0191-969131C1 | UNION TUBE CPRSN 1.0 | 969131C1 | Wassa | Consumable | 1 | Pcs |  |  | 1 | IN STOCK
0192-969353C1 | UNION TUBE CPRSN REDUCING | 969353C1 | Wassa | Consumable | 1 | Pcs |  |  | 1 | IN STOCK
0193-950678C1 | ELBOW UNION 90 | 950678C1 | Wassa | Consumable | 1 | Pcs |  |  | 1 | IN STOCK
0194-903316C1 | SPARK PLUG | 903316C1 | Wassa | Consumable | 6 | Pcs |  |  | 6 | IN STOCK
0195-15450242 | CAVO DI ESTENSINE CON CONNETTORE | 15450242 | Wassa | Consumable | 1 | Pcs |  |  | 1 | IN STOCK
0196-1001697 | HOSE ASSY,0.50 IN X 13.58 IN | 1001697 | Tarkwa | N/A | 1 | N/A |  |  | 1 | IN STOCK
0197-1007799 | GASKET,0.344 ID,0.625 OD | 1007799 | Tarkwa | N/A | 50 | N/A |  |  | 50 | IN STOCK
0198-1007799 | GASKET,0.344 ID,0.625 OD | 1007799 | Tarkwa | N/A | 50 | N/A |  |  | 50 | IN STOCK
0199-1007973 | HOSE ASSY,3.0 IN X 42.0 IN | 1007973 | Tarkwa | N/A | 1 | N/A |  |  | 1 | IN STOCK
0200-1008557 | HOSE ASSY,2.0 IN X 26.75 IN | 1008557 | Tarkwa | N/A | 1 | N/A |  |  | 1 | IN STOCK
0201-1008726 | GASKET,0.938 ID,1.25 OD,0.0485 | 1008726 | Tarkwa | N/A | 4 | N/A |  |  | 4 | IN STOCK
0202-1010447 | GASKET, SPIRAL, 1.5, CL 150, RF | 1010447 | Tarkwa | N/A | 3 | N/A |  |  | 3 | IN STOCK
0203-1010448 | GASKET,SPIRAL,2.0,CL150,RF | 1010448 | Tarkwa | N/A | 10 | N/A |  |  | 10 | IN STOCK
0204-1010449 | GASKET,SPIRAL,3.0,CL150,RF | 1010449 | Tarkwa | N/A | 3 | N/A |  |  | 3 | IN STOCK
0205-1013975 | SOCKET,RELAY,7 A | 1013975 | Tarkwa | N/A | 1 | N/A |  |  | 1 | IN STOCK
0206-1013976 | LAMP,LED,CLEAR,24 VDC | 1013976 | Tarkwa | N/A | 1 | N/A |  |  | 1 | IN STOCK
0207-1016401 | O-RING,SAE 381,VITON | 1016401 | Tarkwa | N/A | 10 | N/A |  |  | 10 | IN STOCK
0208-1017501 | INDICATOR,LIGHTED,YELLOW | 1017501 | Tarkwa | N/A | 4 | N/A |  |  | 4 | IN STOCK
0209-1017510 | INDICATOR,LIGHTED,GREEN | 1017510 | Tarkwa | N/A | 22 | N/A |  |  | 22 | IN STOCK
0210-1017876 | GASKET,SPIRAL,2.0,CL300,RF | 1017876 | Tarkwa | N/A | 6 | N/A |  |  | 6 | IN STOCK
0211-1017890 | GASKET,SPIRAL,1.0,CL150,RF,304 | 1017890 | Tarkwa | N/A | 1 | N/A |  |  | 1 | IN STOCK
0212-1017890 | GASKET,SPIRAL,1.0,CL150,RF,304 | 1017890 | Tarkwa | N/A | 1 | N/A |  |  | 1 | IN STOCK
0213-1017891 | GASKET, SPIRAL, 1.25, CL150, RF | 1017891 | Tarkwa | N/A | 2 | N/A |  |  | 2 | IN STOCK
0214-1017892 | GASKET, SPIRAL, 1.5, CL150, RF, 304 | 1017892 | Tarkwa | N/A | 10 | N/A |  |  | 10 | IN STOCK
0215-1017893 | GASKET,SPIRAL,2.0,CL150,RF,304 | 1017893 | Tarkwa | N/A | 33 | N/A |  |  | 33 | IN STOCK
0216-1017893 | GASKET,SPIRAL,2.0,CL150,RF,304 | 1017893 | Tarkwa | N/A | 0 | N/A |  |  | 0 | OUT OF STOCK
0217-1017894 | GASKET,SPIRAL,2.5,CL150,RF,304 | 1017894 | Tarkwa | N/A | 12 | N/A |  |  | 12 | IN STOCK
0218-1017894 | GASKET,SPIRAL,2.5,CL150,RF,304 | 1017894 | Tarkwa | N/A | 0 | N/A |  |  | 0 | OUT OF STOCK
0219-1017895 | GASKET,SPIRAL,3.0,CL150,RF,304 | 1017895 | Tarkwa | N/A | 28 | N/A |  |  | 28 | IN STOCK
0220-1017897 | GASKET,SPIRAL,4.0,CL150,RF,304 | 1017897 | Tarkwa | N/A | 3 | N/A |  |  | 3 | IN STOCK
0221-1017897 | GASKET,SPIRAL,4.0,CL150,RF,304 | 1017897 | Tarkwa | N/A | 0 | N/A |  |  | 0 | OUT OF STOCK
0222-1017898 | GASKET,SPIRAL,5.0,CL150,RF,304 | 1017898 | Tarkwa | N/A | 4 | N/A |  |  | 4 | IN STOCK
0223-1017898 | GASKET,SPIRAL,5.0,CL150,RF,304 | 1017898 | Tarkwa | N/A | 0 | N/A |  |  | 0 | OUT OF STOCK
0224-1017899 | GASKET,SPIRAL,6.0,CL150,RF,304 | 1017899 | Tarkwa | N/A | 13 | N/A |  |  | 13 | IN STOCK
0225-1017899 | GASKET,SPIRAL,6.0,CL150,RF,304 | 1017899 | Tarkwa | N/A | 0 | N/A |  |  | 0 | OUT OF STOCK
0226-1017907 | GASKET,SPIRAL,3.0,CL300,RF,304 | 1017907 | Tarkwa | N/A | 11 | N/A |  |  | 11 | IN STOCK
0227-1017908 | GASKET,SPIRAL,4.0,CL300,RF,304 | 1017908 | Tarkwa | N/A | 15 | N/A |  |  | 15 | IN STOCK
0228-1017908 | GASKET,SPIRAL,4.0,CL300,RF,304 | 1017908 | Tarkwa | N/A | 0 | N/A |  |  | 0 | OUT OF STOCK
0229-1019007 | HOSE ASSY,1.5 IN X 30.25 IN | 1019007 | Tarkwa | N/A | 1 | N/A |  |  | 1 | IN STOCK
0230-1019008 | HOSE ASSY,2.0 IN X 36.50 IN | 1019008 | Tarkwa | N/A | 1 | N/A |  |  | 1 | IN STOCK
0231-1019009 | HOSE ASSY,3.0 IN X 33.25 IN | 1019009 | Tarkwa | N/A | 1 | N/A |  |  | 1 | IN STOCK
0232-1019010 | HOSE ASSY,3.0 IN X 43.75 IN | 1019010 | Tarkwa | N/A | 1 | N/A |  |  | 1 | IN STOCK
0233-1020105 | GASKET,0.375 OD,PTFE,JOINT | 1020105 | Tarkwa | N/A | 30 | N/A |  |  | 30 | IN STOCK
0234-1020105 | GASKET,0.375 OD,PTFE,JOINT | 1020105 | Tarkwa | N/A | 0 | N/A |  |  | 0 | OUT OF STOCK
0235-1022447 | SEAL,LIP | 1022447 | Tarkwa | N/A | 14 | N/A |  |  | 14 | IN STOCK
0236-1025930 | RELAY,4PDT,24 VDC,3 A | 1025930 | Tarkwa | N/A | 3 | N/A |  |  | 3 | IN STOCK
0237-1026881 | HOSE ASSY,4.0 IN X 43.00 IN | 1026881 | Tarkwa | N/A | 1 | N/A |  |  | 1 | IN STOCK
0238-1026882 | HOSE ASSY,4 IN X 43.5 IN | 1026882 | Tarkwa | N/A | 1 | N/A |  |  | 1 | IN STOCK
0239-1028903 | GASKET,0.995 ID,1.250 OD,0.062 | 1028903 | Tarkwa | N/A | 365 | N/A |  |  | 365 | IN STOCK
0240-1029608 | GASKET,SPIRAL,1.0,CL150,ORANGE | 1029608 | Tarkwa | N/A | 8 | N/A |  |  | 8 | IN STOCK
0241-1046485 | HOSE ASSY,0.75 IN X 15 IN | 1046485 | Tarkwa | N/A | 1 | N/A |  |  | 1 | IN STOCK
0242-1046486 | HOSE ASSY,1.0 IN X 18.0 IN | 1046486 | Tarkwa | N/A | 1 | N/A |  |  | 1 | IN STOCK
0243-1046488 | HOSE ASSY,1.5 IN X 25 IN | 1046488 | Tarkwa | N/A | 1 | N/A |  |  | 1 | IN STOCK
0244-1046491 | HOSE ASSY,2.0 IN X 29.0 IN | 1046491 | Tarkwa | N/A | 1 | N/A |  |  | 1 | IN STOCK
0245-1046492 | HOSE ASSY,2.0 IN X 35 IN | 1046492 | Tarkwa | N/A | 1 | N/A |  |  | 1 | IN STOCK
0246-1046495 | HOSE ASSY,3 IN X 46 IN | 1046495 | Tarkwa | N/A | 1 | N/A |  |  | 1 | IN STOCK
0247-1046505 | O-RING,NON-STD,VITON | 1046505 | Tarkwa | N/A | 7 | N/A |  |  | 7 | IN STOCK
0248-1046505 | O-RING,NON-STD,VITON | 1046505 | Tarkwa | N/A | 0 | N/A |  |  | 0 | OUT OF STOCK
0249-1047315 | BREAKER,CIRCUIT,15 A,DPST,RAIL | 1047315 | Tarkwa | N/A | 1 | N/A |  |  | 1 | IN STOCK
0250-1048825 | HOSE ASSY,0.25 IN X 36 IN | 1048825 | Tarkwa | N/A | 2 | N/A |  |  | 2 | IN STOCK
0251-1052326 | VALVE,HAND,NEEDLE,0.25 IN | 1052326 | Tarkwa | N/A | 1 | N/A |  |  | 1 | IN STOCK
0252-1053209 | O-RING,NON-STD,VITON | 1053209 | Tarkwa | N/A | 5 | N/A |  |  | 5 | IN STOCK
0253-1053209 | O-RING,NON-STD,VITON | 1053209 | Tarkwa | N/A | 0 | N/A |  |  | 0 | OUT OF STOCK
0254-1059715 | HOSE ASSY,0.75 IN X 24.50 IN | 1059715 | Tarkwa | N/A | 1 | N/A |  |  | 1 | IN STOCK
0255-1060151 | STROBE,RED | 1060151 | Tarkwa | N/A | 1 | N/A |  |  | 1 | IN STOCK
0256-1060152 | HORN,EP,W/STROBE,W/HDWR,RED | 1060152 | Tarkwa | N/A | 1 | N/A |  |  | 1 | IN STOCK
0257-1072904 | SEAL,METALLIC | 1072904 | Tarkwa | N/A | 8 | N/A |  |  | 8 | IN STOCK
0258-1073912 | HOSE ASSY,2.0 IN X 24.00 IN | 1073912 | Tarkwa | N/A | 1 | N/A |  |  | 1 | IN STOCK
0259-1075721 | TAPE,SPONGE,50 FT | 1075721 | Tarkwa | N/A | 10 | N/A |  |  | 10 | IN STOCK
0260-1079260 | HOSE ASSY,3.0 IN X 19.875 IN | 1079260 | Tarkwa | N/A | 1 | N/A |  |  | 1 | IN STOCK
0261-1083103 | HOSE ASSY,2 IN X 42.50 IN | 1083103 | Tarkwa | N/A | 3 | N/A |  |  | 3 | IN STOCK
0262-1098569 | HOSE, ASSY, 2 IN X 29 IN | 1098569 | Tarkwa | N/A | 1 | N/A |  |  | 1 | IN STOCK
0263-1113371 | HOSE ASSY,2.0 IN X 22 IN,650 | 1113371 | Tarkwa | N/A | 1 | N/A |  |  | 1 | IN STOCK
0264-1126803 | BREAKER, CIRCUIT, 20A, DPST, RAIL | 1126803 | Tarkwa | N/A | 1 | N/A |  |  | 1 | IN STOCK
0265-1481057 | HOSE ASSY,6.0 IN X 89.25 IN | 1481057 | Tarkwa | N/A | 1 | N/A |  |  | 1 | IN STOCK
0266-1484358 | HOSE ASSY,3.0 IN X 33.0 IN | 1484358 | Tarkwa | N/A | 1 | N/A |  |  | 1 | IN STOCK
0267-1564193 | GASKET,0.83 ID,1.06 OD,0.06 IN | 1564193 | Tarkwa | N/A | 10 | N/A |  |  | 10 | IN STOCK
0268-1059714 | HOSE ASSY,0.50 IN X 22.5 IN | 1059714 | Tarkwa | N/A | 1 | N/A |  |  | 1 | IN STOCK
0269-1001877-200 | SET, BLANKET, EXH DUCT | 1001877-200 | Tarkwa | N/A | 2 | N/A |  |  | 2 | IN STOCK
0270-1012230-2 | VALVE,HAND,BALL,0.75 IN,800 | 1012230-2 | Tarkwa | N/A | 1 | N/A |  |  | 1 | IN STOCK
0271-1013727-1 | VALVE,CHECK,0.5 IN,2.7 IN-H2O | 1013727-1 | Tarkwa | N/A | 1 | N/A |  |  | 1 | IN STOCK
0272-1020281-100 | VALVE ASSY,PANCAKE DRAIN,0.5 | 1020281-100 | Tarkwa | N/A | 1 | N/A |  |  | 1 | IN STOCK
0273-1023031-1 | PROBE,PROXIMITY,3300XL,AXIAL | 1023031-1 | Tarkwa | N/A | 2 | N/A |  |  | 2 | IN STOCK
0274-1023031-2 | PROBE,PROXIMITY,3300,AXIAL | 1023031-2 | Tarkwa | N/A | 1 | N/A |  |  | 1 | IN STOCK
0275-1023031-4 | PROBE,PROXIMITY,3300XL,AXIAL | 1023031-4 | Tarkwa | N/A | 1 | N/A |  |  | 1 | IN STOCK
0276-1023031-8 | PROBE,PROXIMITY,3300XL,AXIAL | 1023031-8 | Tarkwa | N/A | 6 | N/A |  |  | 6 | IN STOCK
0277-1023031-9 | PROBE,PROXIMITY,3300XL,PHASE | 1023031-9 | Tarkwa | N/A | 1 | N/A |  |  | 1 | IN STOCK
0278-1023518-100 | VALVE,SOLENOID,3-WAY,24 VDC | 1023518-100 | Tarkwa | N/A | 1 | N/A |  |  | 1 | IN STOCK
0279-1025156-1 | COUNTER,DUAL-DSPLY,7-DIGIT | 1025156-1 | Tarkwa | N/A | 1 | N/A |  |  | 1 | IN STOCK
0280-1027105-10 | VALVE, HAND, BALL, 0.75 IN | 1027105-10 | Tarkwa | N/A | 1 | N/A |  |  | 1 | IN STOCK
0281-1027105-12 | STRAINER Y TYPE 0.75 | 1027105-12 | Tarkwa | N/A | 1 | N/A |  |  | 1 | IN STOCK
0282-1027105-15 | SCREEN, STRAINER | 1027105-15 | Tarkwa | N/A | 3 | N/A |  |  | 3 | IN STOCK
0283-1027105-18 | COUPLING QUICK DISCONNECT | 1027105-18 | Tarkwa | N/A | 1 | N/A |  |  | 1 | IN STOCK
0284-1027105-19 | COUPLING QUICK DISCONNECT | 1027105-19 | Tarkwa | N/A | 1 | N/A |  |  | 1 | IN STOCK
0285-1027105-20 | COUPLING QUICK DISCONNECT | 1027105-20 | Tarkwa | N/A | 1 | N/A |  |  | 1 | IN STOCK
0286-1027105-21 | CASTER,SWIVEL, WHEEL | 1027105-21 | Tarkwa | N/A | 2 | N/A |  |  | 2 | IN STOCK
0287-1027105-22 | CASTER, RIGID, WHEEL | 1027105-22 | Tarkwa | N/A | 2 | N/A |  |  | 2 | IN STOCK
0288-1027105-23 | HOSE, ASSY, 0.5 | 1027105-23 | Tarkwa | N/A | 1 | N/A |  |  | 1 | IN STOCK
0289-1027105-25 | HOSE, ASSY, 0.75, 100PSI | 1027105-25 | Tarkwa | N/A | 1 | N/A |  |  | 1 | IN STOCK
0290-1027105-26 | COUPLING QUICK DISCONNECT | 1027105-26 | Tarkwa | N/A | 1 | N/A |  |  | 1 | IN STOCK
0291-1027105-40 | KIT, LS, ENG CLEAN SYSTEM | 1027105-40 | Tarkwa | N/A | 1 | N/A |  |  | 1 | IN STOCK
0292-1027105-9 | VALVE HAND 0.5" | 1027105-9 | Tarkwa | N/A | 1 | N/A |  |  | 1 | IN STOCK
0293-1027484-101 | VALVE,SOLENOID,2-WAY,24 VDC | 1027484-101 | Tarkwa | N/A | 1 | N/A |  |  | 1 | IN STOCK
0294-1030794-12 | VALVE,CHECK,0.375 IN,2 PSIG | 1030794-12 | Tarkwa | N/A | 1 | N/A |  |  | 1 | IN STOCK
0295-1031741-4 | RELAY,SYNC CHECK | 1031741-4 | Tarkwa | N/A | 1 | N/A |  |  | 1 | IN STOCK
0296-1031741-4 | RELAY,SYNC CHECK | 1031741-4 | Tarkwa | N/A | 2 | N/A |  |  | 2 | IN STOCK
0297-1034347-1 | ACCELEROMETER,25 MV/G | 1034347-1 | Tarkwa | N/A | 2 | N/A |  |  | 2 | IN STOCK
0298-1034549-10 | POWER SUPPLY,24 VDC | 1034549-10 | Tarkwa | N/A | 1 | N/A |  |  | 1 | IN STOCK
0299-1034549-13 | POWER SUPPLY, 24 VDC | 1034549-13 | Tarkwa | N/A | 1 | N/A |  |  | 1 | IN STOCK
0300-1034549-20 | MODULE,VIB,DISPLACEMENT,BN | 1034549-20 | Tarkwa | N/A | 6 | N/A |  |  | 6 | IN STOCK
0301-1034549-20 | MODULE,VIB,DISPLACEMENT,BN | 1034549-20 | Tarkwa | N/A | 0 | N/A |  |  | 0 | OUT OF STOCK
0302-1034549-21 | MODULE,VIB,SEISMIC,BN 1701 | 1034549-21 | Tarkwa | N/A | 1 | N/A |  |  | 1 | IN STOCK
0303-1034549-70 | MODULE,VIB,AXIAL POSITION,BN | 1034549-70 | Tarkwa | N/A | 5 | N/A |  |  | 5 | IN STOCK
0304-1034549-70 | MODULE,VIB,AXIAL POSITION,BN | 1034549-70 | Tarkwa | N/A | 0 | N/A |  |  | 0 | OUT OF STOCK
0305-1037658-1 | CHANNEL, LIGHT,MTG,SUPP | 1037658-1 | Tarkwa | N/A | 0 | N/A |  |  | 0 | OUT OF STOCK
0306-1039199-4 | GLASS,SIGHT,1.50 | 1039199-4 | Tarkwa | N/A | 3 | N/A |  |  | 3 | IN STOCK
0307-1039199-4 | GLASS,SIGHT,1.50 | 1039199-4 | Tarkwa | N/A | 0 | N/A |  |  | 0 | OUT OF STOCK
0308-1039199-5 | GLASS,SIGHT,2.0 | 1039199-5 | Tarkwa | N/A | 3 | N/A |  |  | 3 | IN STOCK
0309-1039199-5 | GLASS,SIGHT,2.0 | 1039199-5 | Tarkwa | N/A | 0 | N/A |  |  | 0 | OUT OF STOCK
0310-1041684-1 | SWITCH, AC LIGHTS, | 1041684-1 | Tarkwa | N/A | 4 | N/A |  |  | 4 | IN STOCK
0311-1043265-1 | HOLDER,FUSE,600 V | 1043265-1 | Tarkwa | N/A | 38 | N/A |  |  | 38 | IN STOCK
0312-1043265-3 | FUSE,2.0 A,600 V | 1043265-3 | Tarkwa | N/A | 32 | N/A |  |  | 32 | IN STOCK
0313-1043265-4 | FUSE,5.0 A,600 V | 1043265-4 | Tarkwa | N/A | 30 | N/A |  |  | 30 | IN STOCK
0314-1043265-5 | FUSE,10 A,600 V | 1043265-5 | Tarkwa | N/A | 72 | N/A |  |  | 72 | IN STOCK
0315-1043265-6 | FUSE,15 A,600 V | 1043265-6 | Tarkwa | N/A | 34 | N/A |  |  | 34 | IN STOCK
0316-1043265-7 | FUSE,20 A,600 V | 1043265-7 | Tarkwa | N/A | 24 | N/A |  |  | 24 | IN STOCK
0317-1043265-9 | FUSE,30 A,600 V | 1043265-9 | Tarkwa | N/A | 13 | N/A |  |  | 13 | IN STOCK
0318-1046415-30 | CONNECTOR | 1046415-30 | Tarkwa | N/A | 50 | N/A |  |  | 50 | IN STOCK
0319-1046415-57 | POWER SUPPLY,24 VDC | 1046415-57 | Tarkwa | N/A | 1 | N/A |  |  | 1 | IN STOCK
0320-1046415-60 | BATTERY,3.0 V,LITHIUM,1756-L61 | 1046415-60 | Tarkwa | N/A | 4 | N/A |  |  | 4 | IN STOCK
0321-1046415-76 | MODULE,CONTROLLER,ETHERNET | 1046415-76 | Tarkwa | N/A | 1 | N/A |  |  | 1 | IN STOCK
0322-1046415-77 | MODULE,CONTROLLER,C | 1046415-77 | Tarkwa | N/A | 0 | N/A |  |  | 0 | OUT OF STOCK
0323-1051747-8 | VALVE,RELIEF,1.0 IN,15 PSIG | 1051747-8 | Tarkwa | N/A | 1 | N/A |  |  | 1 | IN STOCK
0324-1051931-67 | BASE,TERMINAL,SPRING,-20-+70 C | 1051931-67 | Tarkwa | N/A | 5 | N/A |  |  | 5 | IN STOCK
0325-1051931-67 | BASE,TERMINAL,SPRING,-20-+70 C | 1051931-67 | Tarkwa | N/A | 0 | N/A |  |  | 0 | OUT OF STOCK
0326-1051931-69 | BASE,TEMPERATURE,SPRING | 1051931-69 | Tarkwa | N/A | 3 | N/A |  |  | 3 | IN STOCK
0327-1051931-69 | BASE,TEMPERATURE,SPRING | 1051931-69 | Tarkwa | N/A | 0 | N/A |  |  | 0 | OUT OF STOCK
0328-1051931-71 | BASE,GENERIC,SPRING,-20-+70 C | 1051931-71 | Tarkwa | N/A | 6 | N/A |  |  | 6 | IN STOCK
0329-1051931-71 | BASE,GENERIC,SPRING,-20-+70 C | 1051931-71 | Tarkwa | N/A | 0 | N/A |  |  | 0 | OUT OF STOCK
0330-1052120-1 | TRANSMITTER,DP,25 IN-H2O | 1052120-1 | Tarkwa | N/A | 2 | N/A |  |  | 2 | IN STOCK
0331-1052120-1 | TRANSMITTER,DP,25 IN-H2O | 1052120-1 | Tarkwa | N/A | 0 | N/A |  |  | 0 | OUT OF STOCK
0332-1052120-4 | TRANSMITTER,DP,300 PSI,DIGITAL | 1052120-4 | Tarkwa | N/A | 1 | N/A |  |  | 1 | IN STOCK
0333-1052120-6 | TRANSMITTER,DP,2000 PSI | 1052120-6 | Tarkwa | N/A | 2 | N/A |  |  | 2 | IN STOCK
0334-1052120-6 | TRANSMITTER,DP,2000 PSI | 1052120-6 | Tarkwa | N/A | 0 | N/A |  |  | 0 | OUT OF STOCK
0335-1052168-2 | TRANSMITTER,PRESS,150 PSI | 1052168-2 | Tarkwa | N/A | 1 | N/A |  |  | 1 | IN STOCK
0336-1052168-3 | TRANSMITTER,PRESS,800 PSI | 1052168-3 | Tarkwa | N/A | 2 | N/A |  |  | 2 | IN STOCK
0337-1053038-30 | ISOLATOR,SMART TRAN | 1053038-30 | Tarkwa | N/A | 0 | N/A |  |  | 0 | OUT OF STOCK
0338-1053834-11 | MONITOR,CONTROL,BU OVERSPEED | 1053834-11 | Tarkwa | N/A | 1 | N/A |  |  | 1 | IN STOCK
0339-1053834-13 | MONITOR,CONTROL,BU OVERSPEED | 1053834-13 | Tarkwa | N/A | 2 | N/A |  |  | 2 | IN STOCK
0340-1053923-15 | SWITCH,PRESSURE,DPDT,AIR,GAS | 1053923-15 | Tarkwa | N/A | 1 | N/A |  |  | 1 | IN STOCK
0341-1053923-53 | SWITCH,PRESSURE,12 PSI,DPDT | 1053923-53 | Tarkwa | N/A | 2 | N/A |  |  | 2 | IN STOCK
0342-1053923-53 | SWITCH,PRESSURE,12 PSI,DPDT | 1053923-53 | Tarkwa | N/A | 0 | N/A |  |  | 0 | OUT OF STOCK
0343-1053923-68 | SWITCH,PRESSURE,10 PSI,DPDT | 1053923-68 | Tarkwa | N/A | 1 | N/A |  |  | 1 | IN STOCK
0344-1053929-16 | SWITCH,DP,500 PSI,125 V,DPDT | 1053929-16 | Tarkwa | N/A | 1 | N/A |  |  | 1 | IN STOCK
0345-1053929-6 | SWITCH,DP,500 PSI,125 V,DPDT | 1053929-6 | Tarkwa | N/A | 1 | N/A |  |  | 1 | IN STOCK
0346-1054987-500 | FAN,ASSY,VANE AXIAL 20 HP | 1054987-500 | Tarkwa | N/A | 1 | N/A |  |  | 1 | IN STOCK
0347-1056244-2 | MODULE,FIRE SYSTEM,POWER | 1056244-2 | Tarkwa | N/A | 2 | N/A |  |  | 2 | IN STOCK
0348-1056244-27 | MODULE,FIRE SYSTEM,CONTROLLER | 1056244-27 | Tarkwa | N/A | 1 | N/A |  |  | 1 | IN STOCK
0349-1056244-3 | MODULE,FIRE SYSTEM,DCIO | 1056244-3 | Tarkwa | N/A | 1 | N/A |  |  | 1 | IN STOCK
0350-1056244-3 | MODULE,FIRE SYSTEM,DCIO | 1056244-3 | Tarkwa | N/A | 1 | N/A |  |  | 1 | IN STOCK
0351-1056244-5 | MODULE,FIRE SYSTEM,EDIO | 1056244-5 | Tarkwa | N/A | 0 | N/A |  |  | 0 | OUT OF STOCK
0352-1059700-11 | VALVE,CHECK,3 IN | 1059700-11 | Tarkwa | N/A | 1 | N/A |  |  | 1 | IN STOCK
0353-1059700-2 | VALVE,CHECK,3 IN | 1059700-2 | Tarkwa | N/A | 1 | N/A |  |  | 1 | IN STOCK
0354-1059700-3 | VALVE,CHECK,1.5 IN | 1059700-3 | Tarkwa | N/A | 1 | N/A |  |  | 1 | IN STOCK
0355-1059700-5 | VALVE,CHECK,3 IN | 1059700-5 | Tarkwa | N/A | 1 | N/A |  |  | 1 | IN STOCK
0356-1059700-7 | VALVE,CHECK,3 IN | 1059700-7 | Tarkwa | N/A | 1 | N/A |  |  | 1 | IN STOCK
0357-1060817-20 | KIT,ELEMENT,CARTRIDGE,PLEATED | 1060817-20 | Tarkwa | N/A | 7 | N/A |  |  | 7 | IN STOCK
0358-1060817-50 | KIT,ELEMENT,CARTRIDGE,PLEATED | 1060817-50 | Tarkwa | N/A | 4 | N/A |  |  | 4 | IN STOCK
0359-1061979-1 | RELAY,DPDT,6 A | 1061979-1 | Tarkwa | N/A | 0 | N/A |  |  | 0 | OUT OF STOCK
0360-1062257-2 | VALVE,SOLENOID,QUICK EXH,0.375 | 1062257-2 | Tarkwa | N/A | 2 | N/A |  |  | 2 | IN STOCK
0361-1062257-2 | VALVE,SOLENOID,QUICK EXH,0.375 | 1062257-2 | Tarkwa | N/A | 0 | N/A |  |  | 0 | OUT OF STOCK
0362-1062883-100 | VALVE ASSY,BALL,PNEU | 1062883-100 | Tarkwa | N/A | 2 | N/A |  |  | 2 | IN STOCK
0363-1062883-3 | ACTUATOR,ROTARY,PNEU | 1062883-3 | Tarkwa | N/A | 2 | N/A |  |  | 2 | IN STOCK
0364-1064721-12 | VALVE,HAND,BALL,0.75 IN,150 | 1064721-12 | Tarkwa | N/A | 1 | N/A |  |  | 1 | IN STOCK
0365-1064721-13 | VALVE,HAND,BALL,0.375 IN,150 | 1064721-13 | Tarkwa | N/A | 1 | N/A |  |  | 1 | IN STOCK
0366-1064721-14 | VALVE,HAND,NEEDLE,0.25 IN,150 | 1064721-14 | Tarkwa | N/A | 1 | N/A |  |  | 1 | IN STOCK
0367-1064728-7 | KIT,REPAIR,VALVE,TRANSFER,LO | 1064728-7 | Tarkwa | N/A | 2 | N/A |  |  | 2 | IN STOCK
0368-1064728-7 | KIT,REPAIR,VALVE,TRANSFER,LO | 1064728-7 | Tarkwa | N/A | 0 | N/A |  |  | 0 | OUT OF STOCK
0369-1064851-1 | SWITCH,PUSHBUTTON,3PST,BLACK | 1064851-1 | Tarkwa | N/A | 1 | N/A |  |  | 1 | IN STOCK
0370-1064851-2 | SWITCH,SELECTOR,3-POSITION | 1064851-2 | Tarkwa | N/A | 2 | N/A |  |  | 2 | IN STOCK
0371-1064851-2 | SWITCH,SELECTOR,3-POSITION | 1064851-2 | Tarkwa | N/A | 0 | N/A |  |  | 0 | OUT OF STOCK
0372-1064851-3 | SWITCH,KEY,3-POSITION,3PST | 1064851-3 | Tarkwa | N/A | 1 | N/A |  |  | 1 | IN STOCK
0373-1064851-5 | SWITCH,PUSHBUTTON,RED,MUSHROOM | 1064851-5 | Tarkwa | N/A | 2 | N/A |  |  | 2 | IN STOCK
0374-1064851-5 | SWITCH,PUSHBUTTON,RED,MUSHROOM | 1064851-5 | Tarkwa | N/A | 0 | N/A |  |  | 0 | OUT OF STOCK
0375-1064851-6 | INDICATOR,LIGHTED | 1064851-6 | Tarkwa | N/A | 6 | N/A |  |  | 6 | IN STOCK
0376-1064963-7 | PUMP, LUBE OIL, 410 GPM, 150 PSI | 1064963-7 | Tarkwa | N/A | 0 | N/A |  |  | 0 | OUT OF STOCK
0377-1064963-77661 | PUMP/MOTOR, LUBE OIL, 30 HP | 1064963-77661 | Tarkwa | N/A | 0 | N/A |  |  | 0 | OUT OF STOCK
0378-1065035-101 | DETECTOR TEMP RESISTANCE | 1065035-101 | Tarkwa | N/A | 1 | N/A |  |  | 1 | IN STOCK
0379-1065035-11 | DETECTOR,TEMP,RESISTANCE | 1065035-11 | Tarkwa | N/A | 1 | N/A |  |  | 1 | IN STOCK
0380-1065035-14 | DETECTOR,TEMP,RESISTANCE | 1065035-14 | Tarkwa | N/A | 1 | N/A |  |  | 1 | IN STOCK
0381-1065035-6 | DETECTOR,TEMP,RESISTANCE | 1065035-6 | Tarkwa | N/A | 1 | N/A |  |  | 1 | IN STOCK
0382-1065717-300 | FLOWMETER,0-12000 LB./HR PPH | 1065717-300 | Tarkwa | N/A | 1 | N/A |  |  | 1 | IN STOCK
0383-1066076-100 | SENSOR T5 TC MARS (THERMOCOUPLE,TYPE- K) | 1066076-100 | Tarkwa | N/A | 15 | N/A |  |  | 15 | IN STOCK
0384-1070601-1 | TRANSMITTER,PRESS,D | 1070601-1 | Tarkwa | N/A | 0 | N/A |  |  | 0 | OUT OF STOCK
0385-1070601-2 | TRANSMITTER,PRESS,D | 1070601-2 | Tarkwa | N/A | 0 | N/A |  |  | 0 | OUT OF STOCK
0386-1071327-1 | TRANSDUCER,PRESS,1000 PSI | 1071327-1 | Tarkwa | N/A | 1 | N/A |  |  | 1 | IN STOCK
0387-1071411-1 | RELAY, TIMER, ADJUSTABLE | 1071411-1 | Tarkwa | N/A | 4 | N/A |  |  | 4 | IN STOCK
0388-1071411-1 | RELAY, TIMER, ADJUSTABLE | 1071411-1 | Tarkwa | N/A | 0 | N/A |  |  | 0 | OUT OF STOCK
0389-1071411-3 | RELAY,TIMER,WATCHDOG,24 VDC,2 | 1071411-3 | Tarkwa | N/A | 5 | N/A |  |  | 5 | IN STOCK
0390-1071411-3 | RELAY,TIMER,WATCHDOG,24 VDC,2 | 1071411-3 | Tarkwa | N/A | 0 | N/A |  |  | 0 | OUT OF STOCK
0391-1071905-100 | THERMOCOUPLE,TYPE-N | 1071905-100 | Tarkwa | N/A | 1 | N/A |  |  | 1 | IN STOCK
0392-1076251-1 | RELAY,24 VDC,10 A | 1076251-1 | Tarkwa | N/A | 1 | N/A |  |  | 1 | IN STOCK
0393-1076251-2 | SOCKET,RELAY,24 VDC,10 A | 1076251-2 | Tarkwa | N/A | 3 | N/A |  |  | 3 | IN STOCK
0394-1076251-2 | SOCKET,RELAY,24 VDC,10 A | 1076251-2 | Tarkwa | N/A | 0 | N/A |  |  | 0 | OUT OF STOCK
0395-1078325-1 | DETECTOR,GAS,METHANE (CH4),LON | 1078325-1 | Tarkwa | N/A | 6 | N/A |  |  | 6 | IN STOCK
0396-1078325-18 | O-RING,COVER,DETECT | 1078325-18 | Tarkwa | N/A | 0 | N/A |  |  | 0 | OUT OF STOCK
0397-1078325-5 | DETECTOR,GAS,METHANE (CH4),LON | 1078325-5 | Tarkwa | N/A | 2 | N/A |  |  | 2 | IN STOCK
0398-1083334-100 | VALVE ASSY | 1083334-100 | Tarkwa | N/A | 1 | N/A |  |  | 1 | IN STOCK
0399-1085271-1001 | MODULE,VFD,INTERFACE | 1085271-1001 | Tarkwa | N/A | 1 | N/A |  |  | 1 | IN STOCK
0400-1085271-1002 | CARD,VFD,I/O,POWERFLEX 700VC | 1085271-1002 | Tarkwa | N/A | 1 | N/A |  |  | 1 | IN STOCK
0401-1085271-1003 | MODULE,VFD,INTERFACE | 1085271-1003 | Tarkwa | N/A | 1 | N/A |  |  | 1 | IN STOCK
0402-1085271-1004 | CASSETTE,VFD | 1085271-1004 | Tarkwa | N/A | 1 | N/A |  |  | 1 | IN STOCK
0403-1087491-3 | ELEMENT,FLTR,AIR,GAS FUEL,CYL | 1087491-3 | Tarkwa | N/A | 12 | N/A |  |  | 12 | IN STOCK
0404-1089240-10 | MODULE, FLEX, FAST ANALOG, 2 IN | 1089240-10 | Tarkwa | N/A | 3 | N/A |  |  | 3 | IN STOCK
0405-1089240-10 | MODULE, FLEX, FAST ANALOG, 2 IN | 1089240-10 | Tarkwa | N/A | 0 | N/A |  |  | 0 | OUT OF STOCK
0406-1089240-11 | MODULE,FLEX,FAST ANALOG,4 OUT | 1089240-11 | Tarkwa | N/A | 3 | N/A |  |  | 3 | IN STOCK
0407-1089240-11 | MODULE,FLEX,FAST ANALOG,4 OUT | 1089240-11 | Tarkwa | N/A | 0 | N/A |  |  | 0 | OUT OF STOCK
0408-1089240-18 | MODULE,FLEX,ANALOG,8 IN,HART | 1089240-18 | Tarkwa | N/A | 2 | N/A |  |  | 2 | IN STOCK
0409-1089240-18 | MODULE,FLEX,ANALOG,8 IN,HART | 1089240-18 | Tarkwa | N/A | 0 | N/A |  |  | 0 | OUT OF STOCK
0410-1089240-2 | MODULE,FLEX,DISCRETE,16 IN | 1089240-2 | Tarkwa | N/A | 7 | N/A |  |  | 7 | IN STOCK
0411-1089240-2 | MODULE,FLEX,DISCRETE,16 IN | 1089240-2 | Tarkwa | N/A | 0 | N/A |  |  | 0 | OUT OF STOCK
0412-1089240-29 | MODULE,FLEX,FAST COUNTER,2 IN | 1089240-29 | Tarkwa | N/A | 2 | N/A |  |  | 2 | IN STOCK
0413-1089240-3 | MODULE,FLEX,DISCRETE,10 IN/6 | 1089240-3 | Tarkwa | N/A | 4 | N/A |  |  | 4 | IN STOCK
0414-1089240-3 | MODULE,FLEX,DISCRETE,10 IN/6 | 1089240-3 | Tarkwa | N/A | 0 | N/A |  |  | 0 | OUT OF STOCK
0415-1089240-30 | MODULE, FLEX, ADAPTER | 1089240-30 | Tarkwa | N/A | 4 | N/A |  |  | 4 | IN STOCK
0416-1089240-30 | MODULE, FLEX, ADAPTER | 1089240-30 | Tarkwa | N/A | 0 | N/A |  |  | 0 | OUT OF STOCK
0417-1089240-31 | MODULE,FLEX,FAST RTD/TC,8 IN | 1089240-31 | Tarkwa | N/A | 5 | N/A |  |  | 5 | IN STOCK
0418-1089240-31 | MODULE,FLEX,FAST RTD/TC,8 IN | 1089240-31 | Tarkwa | N/A | 0 | N/A |  |  | 0 | OUT OF STOCK
0419-1089240-32 | MODULE,FLEX,ADAPTER | 1089240-32 | Tarkwa | N/A | 2 | N/A |  |  | 2 | IN STOCK
0420-1089240-32 | MODULE,FLEX,ADAPTER | 1089240-32 | Tarkwa | N/A | 0 | N/A |  |  | 0 | OUT OF STOCK
0421-1089240-4 | MODULE,FLEX,DISCRETE,8 OUT | 1089240-4 | Tarkwa | N/A | 5 | N/A |  |  | 5 | IN STOCK
0422-1089240-4 | MODULE,FLEX,DISCRETE,8 OUT | 1089240-4 | Tarkwa | N/A | 0 | N/A |  |  | 0 | OUT OF STOCK
0423-1089240-5 | MODULE,FLEX,DISCRETE,16 OUT | 1089240-5 | Tarkwa | N/A | 4 | N/A |  |  | 4 | IN STOCK
0424-1089240-5 | MODULE,FLEX,DISCRETE,16 OUT | 1089240-5 | Tarkwa | N/A | 0 | N/A |  |  | 0 | OUT OF STOCK
0425-1089240-7 | MODULE,FLEX,ANALOG,8 IN | 1089240-7 | Tarkwa | N/A | 4 | N/A |  |  | 4 | IN STOCK
0426-1089240-7 | MODULE,FLEX,ANALOG,8 IN | 1089240-7 | Tarkwa | N/A | 0 | N/A |  |  | 0 | OUT OF STOCK
0427-1089241-28 | POWER SUPPLY,42 W,24 VDC | 1089241-28 | Tarkwa | N/A | 1 | N/A |  |  | 1 | IN STOCK
0428-1089241-30 | MODULE,CONTROLLER | 1089241-30 | Tarkwa | N/A | 1 | N/A |  |  | 1 | IN STOCK
0429-1089241-36 | MODULE,COMMUNICATION,ETHERNET | 1089241-36 | Tarkwa | N/A | 1 | N/A |  |  | 1 | IN STOCK
0430-1089241-40 | MODULE,COMMUNICATION,ETHERNET | 1089241-40 | Tarkwa | N/A | 1 | N/A |  |  | 1 | IN STOCK
0431-1089241-4 | MODULE,COMMUNICATION,ETHERNET | 1089241-4 | Tarkwa | N/A | 1 | N/A |  |  | 1 | IN STOCK
0432-1089636-1 | VALVE,RELIEF,3000 PSI | 1089636-1 | Tarkwa | N/A | 1 | N/A |  |  | 1 | IN STOCK
0433-1090121-201 | COLLECTOR ASSY, EXHAUST | 1090121-201 | Tarkwa | N/A | 2 | N/A |  |  | 2 | IN STOCK
0434-1091605-100 | VALVE,SOLENOID,3-WAY,0.5 IN,24 | 1091605-100 | Tarkwa | N/A | 1 | N/A |  |  | 1 | IN STOCK
0435-1097483-102 | KIT, RETROFIT, POWER SUPPLY | 1097483-102 | Tarkwa | N/A | 1 | N/A |  |  | 1 | IN STOCK
0436-1097483-103 | KIT, RETROFIT, POWER SUPPLY | 1097483-103 | Tarkwa | N/A | 1 | N/A |  |  | 1 | IN STOCK
0437-1097965-103 | THERMOCOUPLE,TYPE-N | 1097965-103 | Tarkwa | N/A | 1 | N/A |  |  | 1 | IN STOCK
0438-1097965-103 | THERMOCOUPLE,TYPE-N | 1097965-103 | Tarkwa | N/A | 1 | N/A |  |  | 1 | IN STOCK
0439-1098088-400 | VALVE ASSY,BALL,SHUT OFF,PNEU | 1098088-400 | Tarkwa | N/A | 1 | N/A |  |  | 1 | IN STOCK
0440-1105411-1 | CONDITIONER,SIGNAL | 1105411-1 | Tarkwa | N/A | 1 | N/A |  |  | 1 | IN STOCK
0441-1105411-3 | TRANSDUCER, PRESS, 290 PSIG | 1105411-3 | Tarkwa | N/A | 1 | N/A |  |  | 1 | IN STOCK
0442-1105411-6 | SEAL,0.094 IN THK,INCONEL 600 | 1105411-6 | Tarkwa | N/A | 4 | N/A |  |  | 4 | IN STOCK
0443-1105411-7 | CABLE ARMORED, CIRCULAR | 1105411-7 | Tarkwa | N/A | 1 | N/A |  |  | 1 | IN STOCK
0444-1109803-52 | TRANSMITTER,PRESS,1450 PSI | 1109803-52 | Tarkwa | N/A | 2 | N/A |  |  | 2 | IN STOCK
0445-1109803-74 | TRANSMITTER, PRESS, 1450 PSI | 1109803-74 | Tarkwa | N/A | 2 | N/A |  |  | 2 | IN STOCK
0446-1109804-50 | TRANSMITTER,DP,400 IN-H2O | 1109804-50 | Tarkwa | N/A | 1 | N/A |  |  | 1 | IN STOCK
0447-1109805-50 | TRANSMITTER,PRESS,290 PSIA | 1109805-50 | Tarkwa | N/A | 1 | N/A |  |  | 1 | IN STOCK
0448-1112342-1001 | DRIVE, VAR FREQ | 1112342-1001 | Tarkwa | N/A | 2 | N/A |  |  | 2 | IN STOCK
0449-1113568-100 | HORN,NON-EP,GRAY | 1113568-100 | Tarkwa | N/A | 1 | N/A |  |  | 1 | IN STOCK
0450-1119585-400 | ACTUATOR,LINEAR,ELEC | 1119585-400 | Tarkwa | N/A | 1 | N/A |  |  | 1 | IN STOCK
0451-112015-1 | ADHESIVE,THREADLOCK | 112015-1 | Tarkwa | N/A | 2 | N/A |  |  | 2 | IN STOCK
0452-1121541-1 | GASKET,14.05 ID,18.00 OD,0.03 | 1121541-1 | Tarkwa | N/A | 2 | N/A |  |  | 2 | IN STOCK
0453-1123141-2025 | VALVE ASSY,BALL,PNEU,2.0 IN | 1123141-2025 | Tarkwa | N/A | 1 | N/A |  |  | 1 | IN STOCK
0454-1128747-2 | SENSOR,VEL,PIEZOELECTRIC | 1128747-2 | Tarkwa | N/A | 1 | N/A |  |  | 1 | IN STOCK
0455-1153826-101 | KIT,INSTL,STARTER W/REDUCER | 1153826-101 | Tarkwa | N/A | 1 | N/A |  |  | 1 | IN STOCK
0456-118602-23 | STRAINER,MESH,1.0 | 118602-23 | Tarkwa | N/A | 0 | N/A |  |  | 0 | OUT OF STOCK
0457-120022-7 | BOLT,HEX,0.375-16 X 1.25 IN,B7 | 120022-7 | Tarkwa | N/A | 67 | N/A |  |  | 67 | IN STOCK
0458-120022-7 | BOLT,HEX,0.375-16 X 1.25 IN,B7 | 120022-7 | Tarkwa | N/A | 2400 | N/A |  |  | 2400 | IN STOCK
0459-120667-10 | SWITCH,LEVEL,FLOAT,5171 KPA | 120667-10 | Tarkwa | N/A | 2 | N/A |  |  | 2 | IN STOCK
0460-120710-1 | CABLE,IGNITION,84.0 IN | 120710-1 | Tarkwa | N/A | 1 | N/A |  |  | 1 | IN STOCK
0461-120713-39 | KIT,REPAIR,135F,3 IN REG,TEMP | 120713-39 | Tarkwa | N/A | 1 | N/A |  |  | 1 | IN STOCK
0462-120848-4 | STRAINER,Y-TYPE,0.75 | 120848-4 | Tarkwa | N/A | 2 | N/A |  |  | 2 | IN STOCK
0463-124907-14 | GROMMET,0.965 OD | 124907-14 | Tarkwa | N/A | 3 | N/A |  |  | 3 | IN STOCK
0464-124907-17 | GROMMET,0.965 OD,0.994 IN | 124907-17 | Tarkwa | N/A | 2 | N/A |  |  | 2 | IN STOCK
0465-124907-4 | GROMMET,0.965 OD | 124907-4 | Tarkwa | N/A | 2 | N/A |  |  | 2 | IN STOCK
0466-124907-7 | GROMMET,0.965 OD (GROMMET, WIRE, INSTRUMENT, 2-HOLE) | 124907-7 | Tarkwa | N/A | 4 | N/A |  |  | 4 | IN STOCK
0467-1286570-1 | POWER SUPPLY,1260 W,28 VDC | 1286570-1 | Tarkwa | N/A | 1 | N/A |  |  | 1 | IN STOCK
0468-1300392-0206 | GASKET, SPIRAL, 2.0, CL150, RF | 1300392-0206 | Tarkwa | N/A | 10 | N/A |  |  | 10 | IN STOCK
0469-1300392-0207 | GASKET,SPIRAL,2.5,C | 1300392-0207 | Tarkwa | N/A | 2 | N/A |  |  | 2 | IN STOCK
0470-1300392-0208 | GASKET,SPIRAL,3.0,CL150,RF | 1300392-0208 | Tarkwa | N/A | 10 | N/A |  |  | 10 | IN STOCK
0471-1300392-0212 | GASKET,SPIRAL,6.0,CL150,RF | 1300392-0212 | Tarkwa | N/A | 4 | N/A |  |  | 4 | IN STOCK
0472-1300392-0406 | GASKET,SPIRAL,2.0,CL300,RF | 1300392-0406 | Tarkwa | N/A | 10 | N/A |  |  | 10 | IN STOCK
0473-1300392-0408 | GASKET, SPIRAL, 3.0, CL300, RF | 1300392-0408 | Tarkwa | N/A | 4 | N/A |  |  | 4 | IN STOCK
0474-131248-10 | VALVE,HAND,BALL,2 IN | 131248-10 | Tarkwa | N/A | 1 | N/A |  |  | 1 | IN STOCK
0475-1322418-11 | MODULE,VIB,DYNAMIC | 1322418-11 | Tarkwa | N/A | 0 | N/A |  |  | 0 | OUT OF STOCK
0476-1322418-20 | BASE,VIBRATION,RA 1444,DYN | 1322418-20 | Tarkwa | N/A | 1 | N/A |  |  | 1 | IN STOCK
0477-1322418-31 | MODULE,VIB,TACHOMETER,RA 1444 | 1322418-31 | Tarkwa | N/A | 1 | N/A |  |  | 1 | IN STOCK
0478-1322418-40 | BASE,VIBRATION,RA 1444 | 1322418-40 | Tarkwa | N/A | 1 | N/A |  |  | 1 | IN STOCK
0479-136578-1 | INJECTOR, TORCH | 136578-1 | Tarkwa | N/A | 1 | N/A |  |  | 1 | IN STOCK
0480-136845-1 | GASKET,1.85 X .62IN,.032 | 136845-1 | Tarkwa | N/A | 12 | N/A |  |  | 12 | IN STOCK
0481-1402159-1 | VALVE,NEEDLE,MAN,0.375 IN,500 | 1402159-1 | Tarkwa | N/A | 1 | N/A |  |  | 1 | IN STOCK
0482-1402160-2 | VALVE,BALL,MANUAL,2 IN,500 PSI | 1402160-2 | Tarkwa | N/A | 1 | N/A |  |  | 1 | IN STOCK
0483-1425291-4 | VALVE,HAND,BALL,0.5 IN,150 PSI | 1425291-4 | Tarkwa | N/A | 1 | N/A |  |  | 1 | IN STOCK
0484-1425291-5 | VALVE,HAND,NEEDLE,0.5 IN,150 | 1425291-5 | Tarkwa | N/A | 2 | N/A |  |  | 2 | IN STOCK
0485-1425291-6 | ELEMENT,OIL | 1425291-6 | Tarkwa | N/A | 2 | N/A |  |  | 2 | IN STOCK
0486-1425291-7 | KIT,REPAIR,VALVE,TRANSFER,LO | 1425291-7 | Tarkwa | N/A | 1 | N/A |  |  | 1 | IN STOCK
0487-1425294-10 | VALVE,RELIEF,1.5 IN,150 PSI | 1425294-10 | Tarkwa | N/A | 1 | N/A |  |  | 1 | IN STOCK
0488-1425295-10 | REGULATOR,TEMP,130 DEGF,3 IN | 1425295-10 | Tarkwa | N/A | 0 | N/A |  |  | 0 | OUT OF STOCK
0489-1425295-50 | REGULATOR,TEMP,120 DEGF,3 IN | 1425295-50 | Tarkwa | N/A | 1 | N/A |  |  | 1 | IN STOCK
0490-1425296-3Y311 | REGULATOR,PRESS,2 IN,35 PSI | 1425296-3Y311 | Tarkwa | N/A | 1 | N/A |  |  | 1 | IN STOCK
0491-1425296-3Y311 | REGULATOR,PRESS,2 IN,35 PSI | 1425296-3Y311 | Tarkwa | N/A | 1 | N/A |  |  | 1 | IN STOCK
0492-1426550-10 | ELEMENT,FLTR,OIL,CYL | 1426550-10 | Tarkwa | N/A | 0 | N/A |  |  | 0 | OUT OF STOCK
0493-1449165-30 | COUPLING,CUSHION,PMP/MTR,3.0 | 1449165-30 | Tarkwa | N/A | 1 | N/A |  |  | 1 | IN STOCK
0494-1449166-1 | ELEMENT, AIR, FIBER GLASS | 1449166-1 | Tarkwa | N/A | 4 | N/A |  |  | 4 | IN STOCK
0495-1449512-100 | PUMP,OIL,LUBE,455.6,552.8 LPM | 1449512-100 | Tarkwa | N/A | 1 | N/A |  |  | 1 | IN STOCK
0496-1449512-100 | PUMP, OIL, LUBE, 455.6,552.8 LPM | 1449512-100 | Tarkwa | N/A | 1 | N/A |  |  | 1 | IN STOCK
0497-1449512-30 | COUPLING,CUSHION,PMP/MTR,4.51 | 1449512-30 | Tarkwa | N/A | 1 | N/A |  |  | 1 | IN STOCK
0498-1449513-1 | MOTOR,ELEC,115 VDC | 1449513-1 | Tarkwa | N/A | 1 | N/A |  |  | 1 | IN STOCK
0499-1453006-1 | TRANSMITTER,LEVEL,GUIDED RADAR | 1453006-1 | Tarkwa | N/A | 1 | N/A |  |  | 1 | IN STOCK
0500-1453040-5 | DETECTOR, FLAME, UV/IR | 1453040-5 | Tarkwa | N/A | 1 | N/A |  |  | 1 | IN STOCK
0501-1453630-1 | MOTOR ELEC 7.5 HP, 460 VAC, 60 | 1453630-1 | Tarkwa | N/A | 1 | N/A |  |  | 1 | IN STOCK
0502-1453630-2 | MOTOR,ELEC,1.5 HP,460 VAC,60 | 1453630-2 | Tarkwa | N/A | 1 | N/A |  |  | 1 | IN STOCK
0503-1455351-100 | COUPLING,GEARBOX,BL | 1455351-100 | Tarkwa | N/A | 0 | N/A |  |  | 0 | OUT OF STOCK
0504-1470281-3 | SENSOR,SPEED,PASSIVE | 1470281-3 | Tarkwa | N/A | 1 | N/A |  |  | 1 | IN STOCK
0505-136544-4 | SENSOR,SPEED,PASSIVE | 136544-4 | Tarkwa | N/A | 2 | N/A |  |  | 2 | IN STOCK
0506-1470281-9 | SENSOR,SPEED,PASSIVE | 1470281-9 | Tarkwa | N/A | 1 | N/A |  |  | 1 | IN STOCK
0507-1470281-9 | SENSOR,SPEED,PASSIVE | 1470281-9 | Tarkwa | N/A | 1 | N/A |  |  | 1 | IN STOCK
0508-1479391-3 | ELEMENT, FLTR,MIST, CART, CYL, FGL | 1479391-3 | Tarkwa | N/A | 0 | N/A |  |  | 0 | OUT OF STOCK
0509-1482661-1 | GASKET,9.93 ID,13.78 OD,0.031 | 1482661-1 | Tarkwa | N/A | 3 | N/A |  |  | 3 | IN STOCK
0510-1482661-1 | GASKET,9.93 ID,13.78 OD,0.031 | 1482661-1 | Tarkwa | N/A | 0 | N/A |  |  | 0 | OUT OF STOCK
0511-1483682-10 | SWITCH,PUSHBUTTON,NO/NC,5 A,24 | 1483682-10 | Tarkwa | N/A | 1 | N/A |  |  | 1 | IN STOCK
0512-1483682-11 | SWITCH,PUSHBUTTON,NO/NC,5 A,24 | 1483682-11 | Tarkwa | N/A | 1 | N/A |  |  | 1 | IN STOCK
0513-1483682-12 | SWITCH,PUSHBUTTON,NO/NC,5 A,24 | 1483682-12 | Tarkwa | N/A | 1 | N/A |  |  | 1 | IN STOCK
0514-1483682-14 | SWITCH,SELECTOR,3-POSITION | 1483682-14 | Tarkwa | N/A | 1 | N/A |  |  | 1 | IN STOCK
0515-1483682-15 | SWITCH,SELECTOR,2-POSITION | 1483682-15 | Tarkwa | N/A | 1 | N/A |  |  | 1 | IN STOCK
0516-1483682-18 | HORN,BLACK | 1483682-18 | Tarkwa | N/A | 1 | N/A |  |  | 1 | IN STOCK
0517-1483682-20 | SWITCH,PUSHBUTTON,NC/NC,5 A | 1483682-20 | Tarkwa | N/A | 1 | N/A |  |  | 1 | IN STOCK
0518-1483682-26 | SWITCH,KEY,2-POSITION,5 A,120 | 1483682-26 | Tarkwa | N/A | 1 | N/A |  |  | 1 | IN STOCK
0519-1483682-29 | DIODE,POWER,CLAMPING,600 V,5 A | 1483682-29 | Tarkwa | N/A | 2 | N/A |  |  | 2 | IN STOCK
0520-1483682-30 | SWITCH,KEY,2-POSITION,NC/NC,5 | 1483682-30 | Tarkwa | N/A | 1 | N/A |  |  | 1 | IN STOCK
0521-1483682-6 | SWITCH,PUSHBUTTON,NO/NC,5 A | 1483682-6 | Tarkwa | N/A | 1 | N/A |  |  | 1 | IN STOCK
0522-1503046-1 | RELAY,UNDERVOLTAGE,230 VAC,5 A | 1503046-1 | Tarkwa | N/A | 1 | N/A |  |  | 1 | IN STOCK
0523-1503048-1 | MODULE, RELAY, OUTPUT | 1503048-1 | Tarkwa | N/A | 1 | N/A |  |  | 1 | IN STOCK
0524-1503049-1 | RELAY,15 A | 1503049-1 | Tarkwa | N/A | 1 | N/A |  |  | 1 | IN STOCK
0525-1503049-2 | RELAY,10 A | 1503049-2 | Tarkwa | N/A | 2 | N/A |  |  | 2 | IN STOCK
0526-1503049-2 | RELAY,10 A | 1503049-2 | Tarkwa | N/A | 0 | N/A |  |  | 0 | OUT OF STOCK
0527-1503049-3 | RELAY,10 A | 1503049-3 | Tarkwa | N/A | 1 | N/A |  |  | 1 | IN STOCK
0528-1503050-3 | BREAKER,CIRCUIT,2 A,BLANK,RAIL | 1503050-3 | Tarkwa | N/A | 1 | N/A |  |  | 1 | IN STOCK
0529-154554-12 | FAN,VENT,24 VDC | 154554-12 | Tarkwa | N/A | 3 | N/A |  |  | 3 | IN STOCK
0530-154554-12 | FAN,VENT,24 VDC | 154554-12 | Tarkwa | N/A | 0 | N/A |  |  | 0 | OUT OF STOCK
0531-154554-9 | FAN,SINGLE,VENT,24 VDC | 154554-9 | Tarkwa | N/A | 3 | N/A |  |  | 3 | IN STOCK
0532-154554-9 | FAN,SINGLE,VENT,24 VDC | 154554-9 | Tarkwa | N/A | 0 | N/A |  |  | 0 | OUT OF STOCK
0533-1577354-4000 | COMPUTER SYS,TT4000 SGL UNIT | 1577354-4000 | Tarkwa | N/A | 1 | N/A |  |  | 1 | IN STOCK
0534-1117722-1 | SYNCHRONOSCOPE 50 HZ | 1117722-1 | Tarkwa | N/A | 1 | N/A |  |  | 1 | IN STOCK
0535-186891-10 | METER VOLT 0-200 VDC ANALOG | 186891-10 | Tarkwa | N/A | 1 | N/A |  |  | 1 | IN STOCK
0536-1012991-75 | MOTOR ELEC 150 HP 380 VAC 3 BH | 1012991-75 | Tarkwa | N/A | 1 | N/A |  |  | 1 | IN STOCK
0537-1658175-2 | STARTER,150 HP,380 VAC,75 HZ,3 | 1658175-2 | Tarkwa | N/A | 0 | N/A |  |  | 0 | OUT OF STOCK
0538-171481-1 | NUT | 171481-1 | Tarkwa | N/A | 48 | N/A |  |  | 48 | IN STOCK
0539-172439-2 | PACKING,BLEED AIR | 172439-2 | Tarkwa | N/A | 26 | N/A |  |  | 26 | IN STOCK
0540-172567-1 | GASKET,5.62 X 5.62IN,.030 | 172567-1 | Tarkwa | N/A | 15 | N/A |  |  | 15 | IN STOCK
0541-173942-1 | GASKET,3.32 ID,3.68 OD,0.049 | 173942-1 | Tarkwa | N/A | 15 | N/A |  |  | 15 | IN STOCK
0542-1752326-11 | VALVE, SOLENOID, 3-WAY PSI | 1752326-11 | Tarkwa | N/A | 1 | N/A |  |  | 1 | IN STOCK
0543-1067311-2 | VALVE,SOLENOID,3-WAY,0.5 IN | 1067311-2 | Tarkwa | N/A | 1 | N/A |  |  | 1 | IN STOCK
0544-1031757-109 | VALVE ASSY,BLEED | 1031757-109 | Tarkwa | N/A | 1 | N/A |  |  | 1 | IN STOCK
0545-1031757-206 | VALVE,BLEED,ELECTRIC,4.0 IN | 1031757-206 | Tarkwa | N/A | 1 | N/A |  |  | 1 | IN STOCK
0546-186232-2700 | VALVE ASSY,BALL,PNEU,2.0 IN | 186232-2700 | Tarkwa | N/A | 1 | N/A |  |  | 1 | IN STOCK
0547-186232-2900 | VALVE ASSY BALL | 186232-2900 | Tarkwa | N/A | 1 | N/A |  |  | 1 | IN STOCK
0548-186232-39 | VALVE,BALL,2.0 IN,675 PSI | 186232-39 | Tarkwa | N/A | 1 | N/A |  |  | 1 | IN STOCK
0549-186273-1 | REGULATOR,PRESS,POPPET,0.25 IN | 186273-1 | Tarkwa | N/A | 1 | N/A |  |  | 1 | IN STOCK
0550-186273-2 | REGULATOR,PRESS,POPPET | 186273-2 | Tarkwa | N/A | 1 | N/A |  |  | 1 | IN STOCK
0551-186273-36 | REGULATOR,PRESS,POPPET,0.25 IN | 186273-36 | Tarkwa | N/A | 1 | N/A |  |  | 1 | IN STOCK
0552-186276-1 | VALVE,RELIEF,0.25 IN,5000 PSIG | 186276-1 | Tarkwa | N/A | 1 | N/A |  |  | 1 | IN STOCK
0553-186406-1 | BOLT, COUPLING | 186406-1 | Tarkwa | N/A | 36 | N/A |  |  | 36 | IN STOCK
0554-186426-5 | VALVE,HAND,0.25 IN,0.50 IN | 186426-5 | Tarkwa | N/A | 1 | N/A |  |  | 1 | IN STOCK
0555-190242-3 | KIT,ELEMENT,COALESC | 190242-3 | Tarkwa | N/A | 0 | N/A |  |  | 0 | OUT OF STOCK
0556-190392-3 | VALVE,HAND,0.50 IN,6000 PSI | 190392-3 | Tarkwa | N/A | 3 | N/A |  |  | 3 | IN STOCK
0557-190392-3 | VALVE,HAND,0.50 IN,6000 PSI | 190392-3 | Tarkwa | N/A | 0 | N/A |  |  | 0 | OUT OF STOCK
0558-190537-303 | VALVE ASSY,BALL,PNEU,0.25 IN | 190537-303 | Tarkwa | N/A | 1 | N/A |  |  | 1 | IN STOCK
0559-190817-14 | DRIVER,PROBE,VIB,3300XL | 190817-14 | Tarkwa | N/A | 2 | N/A |  |  | 2 | IN STOCK
0560-190817-141 | DRIVER,PROBE,VIB,3300XL | 190817-141 | Tarkwa | N/A | 1 | N/A |  |  | 1 | IN STOCK
0561-190817-191 | DRIVER,PROBE,VIB,3300XL | 190817-191 | Tarkwa | N/A | 1 | N/A |  |  | 1 | IN STOCK
0562-190817-91 | DRIVER,PROBE,VIB,3300XL | 190817-91 | Tarkwa | N/A | 3 | N/A |  |  | 3 | IN STOCK
0563-190817-91 | DRIVER,PROBE,VIB,3300XL | 190817-91 | Tarkwa | N/A | 0 | N/A |  |  | 0 | OUT OF STOCK
0564-190826-1 | GASKET,4.38 ID,5.62 OD,0.020 | 190826-1 | Tarkwa | N/A | 63 | N/A |  |  | 63 | IN STOCK
0565-196685-1 | PLUG,BORESCOPE | 196685-1 | Tarkwa | N/A | 4 | N/A |  |  | 4 | IN STOCK
0566-1062257-1 | VALVE,SOLENOID,3-WAY,0.25 IN | 1062257-1 | Tarkwa | N/A | 3 | N/A |  |  | 3 | IN STOCK
0567-1067311-1 | VALVE,SOLENOID,3-WAY PSI | 1067311-1 | Tarkwa | N/A | 1 | N/A |  |  | 1 | IN STOCK
0568-1088209-1300 | VALVE,CONTROL,GAS FUEL | 1088209-1300 | Tarkwa | N/A | 1 | N/A |  |  | 1 | IN STOCK
0569-1088209-900 | VALVE,CONTROL,GAS FUEL | 1088209-900 | Tarkwa | N/A | 1 | N/A |  |  | 1 | IN STOCK
0570-120029-7 | VALVE,CHECK,1.312 IN | 120029-7 | Tarkwa | N/A | 1 | N/A |  |  | 1 | IN STOCK
0571-204559-1 | GASKET,6.00 ID,7.80 OD,0.032 | 204559-1 | Tarkwa | N/A | 4 | N/A |  |  | 4 | IN STOCK
0572-918777C2 | DETECTOR, TEMP, RESISTANCE | 918777C2 | Tarkwa | N/A | 1 | N/A |  |  | 1 | IN STOCK
0573-131230-6 | DETECTOR,TEMP,RESISTANCE | 131230-6 | Tarkwa | N/A | 2 | N/A |  |  | 2 | IN STOCK
0574-918801C1 | DETECTOR,TEMP,RESISTANCE | 918801C1 | Tarkwa | N/A | 1 | N/A |  |  | 1 | IN STOCK
0575-23600R1 | O-RING,SAE 023,BUNA-N | 23600R1 | Tarkwa | N/A | 100 | N/A |  |  | 100 | IN STOCK
0576-301380-200 | INJECTOR,GAS,CONVENTIONAL | 301380-200 | Tarkwa | N/A | 21 | N/A |  |  | 21 | IN STOCK
0577-301390-1 | GASKET,5.78 ID,8.6 OD,0.03125 | 301390-1 | Tarkwa | N/A | 1 | N/A |  |  | 1 | IN STOCK
0578-301479-1 | COUPLING,SPLINED | 301479-1 | Tarkwa | N/A | 1 | N/A |  |  | 1 | IN STOCK
0579-302951-200 | COUPLING,SHEAR | 302951-200 | Tarkwa | N/A | 0 | N/A |  |  | 0 | OUT OF STOCK
0580-302951-30 | SET,BOLT,SHEAR | 302951-30 | Tarkwa | N/A | 2 | N/A |  |  | 2 | IN STOCK
0581-303042-1 | GASKET,2.00 ID,3.39 OD,0.049 | 303042-1 | Tarkwa | N/A | 8 | N/A |  |  | 8 | IN STOCK
0582-303597-1 | GASKET,0.049 IN,METALLIC | 303597-1 | Tarkwa | N/A | 20 | N/A |  |  | 20 | IN STOCK
0583-304209-100 | PLUG,BORESCOPE | 304209-100 | Tarkwa | N/A | 1 | N/A |  |  | 1 | IN STOCK
0584-304223-100 | GASKET,3.76 X 2.86IN,.062THK | 304223-100 | Tarkwa | N/A | 374 | N/A |  |  | 374 | IN STOCK
0585-304649-100 | GASKET,2.82 ID,5.63 OD,0.078 | 304649-100 | Tarkwa | N/A | 27 | N/A |  |  | 27 | IN STOCK
0586-361904-1 | GASKET 3.32 | 361904-1 | Tarkwa | N/A | 1 | N/A |  |  | 1 | IN STOCK
0587-371544R1 | O-RING,SAE 015,BUNA-N | 371544R1 | Tarkwa | N/A | 250 | N/A |  |  | 250 | IN STOCK
0588-600165C1 | KIT, REPAIR, REGULATOR, | 600165C1 | Tarkwa | N/A | 4 | N/A |  |  | 4 | IN STOCK
0589-997692C1 | KIT,REPAIR,REGULATOR,PRESSURE | 997692C1 | Tarkwa | N/A | 1 | N/A |  |  | 1 | IN STOCK
0590-600357C1 | KIT,REPAIR,VALVE | 600357C1 | Tarkwa | N/A | 2 | N/A |  |  | 2 | IN STOCK
0591-600755C1 | REPLACEMENT, SEATS/PACKING | 600755C1 | Tarkwa | N/A | 1 | N/A |  |  | 1 | IN STOCK
0592-600910C1 | PROTECTOR,SURGE | 600910C1 | Tarkwa | N/A | 1 | N/A |  |  | 1 | IN STOCK
0593-601564C1 | KIT,REPAIR,MAJOR | 601564C1 | Tarkwa | N/A | 1 | N/A |  |  | 1 | IN STOCK
0594-601887C1 | GASKET,REPLACEMENT,FILTER | 601887C1 | Tarkwa | N/A | 5 | N/A |  |  | 5 | IN STOCK
0595-601887C1 | GASKET,REPLACEMENT,FILTER | 601887C1 | Tarkwa | N/A | 0 | N/A |  |  | 0 | OUT OF STOCK
0596-602759C1 | KIT,REPAIR,SEALS,VALVE | 602759C1 | Tarkwa | N/A | 3 | N/A |  |  | 3 | IN STOCK
0597-602759C1 | KIT,REPAIR,SEALS,VALVE | 602759C1 | Tarkwa | N/A | 0 | N/A |  |  | 0 | OUT OF STOCK
0598-602811C1 | GASKET,PTFE | 602811C1 | Tarkwa | N/A | 10 | N/A |  |  | 10 | IN STOCK
0599-603006C1 | GASKET,FULL FACE,1. | 603006C1 | Tarkwa | N/A | 0 | N/A |  |  | 0 | OUT OF STOCK
0600-603080C1 | ELEMENT,FLTR,WIRE MESH | 603080C1 | Tarkwa | N/A | 0 | N/A |  |  | 0 | OUT OF STOCK
0601-603135C1 | KIT,REPAIR,REGULATO | 603135C1 | Tarkwa | N/A | 0 | N/A |  |  | 0 | OUT OF STOCK
0602-603139C1 | KIT,REPAIR,REGULATOR,TEMP 120F | 603139C1 | Tarkwa | N/A | 1 | N/A |  |  | 1 | IN STOCK
0603-603879C1 | KIT, REPAIR, ACTUACTOR, SEALS | 603879C1 | Tarkwa | N/A | 1 | N/A |  |  | 1 | IN STOCK
0604-603880C1 | TOOL, KEEPER PLATE, VALVE SPRING | 603880C1 | Tarkwa | N/A | 1 | N/A |  |  | 1 | IN STOCK
0605-1007874-1 | DIODE,FORWARD,1200 V,125 A | 1007874-1 | Tarkwa | N/A | 9 | N/A |  |  | 9 | IN STOCK
0606-1007875-1 | DIODE,REVERSE,1200 V,125 A | 1007875-1 | Tarkwa | N/A | 12 | N/A |  |  | 12 | IN STOCK
0607-702008C1 | ELEMENT, FLTR, AIR, CYL, SYNTH, F9 | 702008C1 | Tarkwa | N/A | 3 | N/A |  |  | 3 | IN STOCK
0608-70-30093-1 | TAPE,FOAM | 70-30093-1 | Tarkwa | N/A | 0 | N/A |  |  | 0 | OUT OF STOCK
0609-70-30104-1 | DETECTOR, THERMAL | 70-30104-1 | Tarkwa | N/A | 1 | N/A |  |  | 1 | IN STOCK
0610-70-30140-3 | SWITCH,DP,SPDT,AIR | 70-30140-3 | Tarkwa | N/A | 1 | N/A |  |  | 1 | IN STOCK
0611-70-30148-1 | DISCHARGE HEAD | 70-30148-1 | Tarkwa | N/A | 2 | N/A |  |  | 2 | IN STOCK
0612-70-30296-1 | CLIP,GRATING | 70-30296-1 | Tarkwa | N/A | 20 | N/A |  |  | 20 | IN STOCK
0613-70-31237-1 | MAGNET,CALIBRATION | 70-31237-1 | Tarkwa | N/A | 0 | N/A |  |  | 0 | OUT OF STOCK
0614-80-30549-100 | LUBRICANT, GEL, ANTI-SEIZE | 80-30549-100 | Tarkwa | N/A | 2 | N/A |  |  | 2 | IN STOCK
0615-903218C1 | O-RING,SAE 010,VITON | 903218C1 | Tarkwa | N/A | 500 | N/A |  |  | 500 | IN STOCK
0616-903249C1 | O-RING,SAE 237,VITON | 903249C1 | Tarkwa | N/A | 0 | N/A |  |  | 0 | OUT OF STOCK
0617-903249C1 | O-RING,SAE 237,VITON | 903249C1 | Tarkwa | N/A | 11 | N/A |  |  | 11 | IN STOCK
0618-903253C1 | O-RING,SAE 245,VITON | 903253C1 | Tarkwa | N/A | 39 | N/A |  |  | 39 | IN STOCK
0619-903268C1 | O-RING,SAE 908,VITON | 903268C1 | Tarkwa | N/A | 26 | N/A |  |  | 26 | IN STOCK
0620-903315C1 | GASKET,0.77 ID,METALLIC,SPARK | 903315C1 | Tarkwa | N/A | 25 | N/A |  |  | 25 | IN STOCK
0621-903316C1 | SPARK PLUG | 903316C1 | Tarkwa | N/A | 8 | N/A |  |  | 8 | IN STOCK
0622-903509C1 | O-RING,SAE 219,VITON | 903509C1 | Tarkwa | N/A | 90 | N/A |  |  | 90 | IN STOCK
0623-903509C1 | O-RING,SAE 219,VITON | 903509C1 | Tarkwa | N/A | 0 | N/A |  |  | 0 | OUT OF STOCK
0624-903732C1 | O-RING,SAE 225,VITON | 903732C1 | Tarkwa | N/A | 91 | N/A |  |  | 91 | IN STOCK
0625-903752C1 | O-RING,SAE 932,VITON | 903752C1 | Tarkwa | N/A | 24 | N/A |  |  | 24 | IN STOCK
0626-908489C1 | GLASS,SIGHT | 908489C1 | Tarkwa | N/A | 1 | N/A |  |  | 1 | IN STOCK
0627-908539C1 | TRANSFORMER | 908539C1 | Tarkwa | N/A | 1 | N/A |  |  | 1 | IN STOCK
0628-908590C1 | DIODE,ZENER,REVERSE | 908590C1 | Tarkwa | N/A | 250 | N/A |  |  | 250 | IN STOCK
0629-908700C2 | LAMP,INCANDESCENT,CLEAR,28 VDC | 908700C2 | Tarkwa | N/A | 61 | N/A |  |  | 61 | IN STOCK
0630-910380C4 | VALVE,SOLENOID,3-WAY,24 VDC | 910380C4 | Tarkwa | N/A | 3 | N/A |  |  | 3 | IN STOCK
0631-910380C4 | VALVE,SOLENOID,3-WAY,24 VDC | 910380C4 | Tarkwa | N/A | 0 | N/A |  |  | 0 | OUT OF STOCK
0632-912137C1 | RESISTOR,0.25 W,10000 OHM | 912137C1 | Tarkwa | N/A | 500 | N/A |  |  | 500 | IN STOCK
0633-912642C1 | O-RING,SAE 228,VITON | 912642C1 | Tarkwa | N/A | 20 | N/A |  |  | 20 | IN STOCK
0634-912740C1 | SEAL,METALLIC | 912740C1 | Tarkwa | N/A | 10 | N/A |  |  | 10 | IN STOCK
0635-912740C1 | SEAL,METALLIC | 912740C1 | Tarkwa | N/A | 0 | N/A |  |  | 0 | OUT OF STOCK
0636-912755C1 | SEAL,METALLIC | 912755C1 | Tarkwa | N/A | 4 | N/A |  |  | 4 | IN STOCK
0637-915300C1 | WIRE,SAFETY,0.020 IN,302/304 | 915300C1 | Tarkwa | N/A | 1 | N/A |  |  | 1 | IN STOCK
0638-915498C1 | VALVE,CHECK,1 IN | 915498C1 | Tarkwa | N/A | 1 | N/A |  |  | 1 | IN STOCK
0639-917560C2 | EXCITER | 917560C2 | Tarkwa | N/A | 2 | N/A |  |  | 2 | IN STOCK
0640-918201C2 | VALVE,HAND,BALL,0.75 IN | 918201C2 | Tarkwa | N/A | 1 | N/A |  |  | 1 | IN STOCK
0641-918567C1 | GASKET,0.777 ID,1.040 OD,0.096 | 918567C1 | Tarkwa | N/A | 7 | N/A |  |  | 7 | IN STOCK
0642-918567C1 | GASKET,0.777 ID,1.040 OD,0.096 | 918567C1 | Tarkwa | N/A | 0 | N/A |  |  | 0 | OUT OF STOCK
0643-919340C2 | CABLE,IGNITION,59.0 IN | 919340C2 | Tarkwa | N/A | 2 | N/A |  |  | 2 | IN STOCK
0644-945718C1 | GASKET,HSG,STARTER,GAS | 945718C1 | Tarkwa | N/A | 40 | N/A |  |  | 40 | IN STOCK
0645-950000C1 | O-RING,SAE 121,VITON | 950000C1 | Tarkwa | N/A | 20 | N/A |  |  | 20 | IN STOCK
0646-950001C1 | O-RING,SAE 460,VITON | 950001C1 | Tarkwa | N/A | 16 | N/A |  |  | 16 | IN STOCK
0647-950238C1 | GASKET,NON-METALLIC,BUNA-N | 950238C1 | Tarkwa | N/A | 2 | N/A |  |  | 2 | IN STOCK
0648-951447C5 | VALVE,SOLENOID | 951447C5 | Tarkwa | N/A | 3 | N/A |  |  | 3 | IN STOCK
0649-951447C5 | VALVE,SOLENOID | 951447C5 | Tarkwa | N/A | 0 | N/A |  |  | 0 | OUT OF STOCK
0650-951906C1 | PLUG,BORESCOPE | 951906C1 | Tarkwa | N/A | 4 | N/A |  |  | 4 | IN STOCK
0651-951907C1 | PLUG,BORESCOPE | 951907C1 | Tarkwa | N/A | 64 | N/A |  |  | 64 | IN STOCK
0652-951908C1 | PLUG,BORESCOPE | 951908C1 | Tarkwa | N/A | 8 | N/A |  |  | 8 | IN STOCK
0653-953048C1 | RESISTOR,0.1 W,20000 OHM,+/-1 | 953048C1 | Tarkwa | N/A | 5 | N/A |  |  | 5 | IN STOCK
0654-954288C1 | CONTROL HEAD,ELECTRIC | 954288C1 | Tarkwa | N/A | 1 | N/A |  |  | 1 | IN STOCK
0655-960239C1 | SEAL,EXTRUSION | 960239C1 | Tarkwa | N/A | 6 | N/A |  |  | 6 | IN STOCK
0656-960592C1 | DIODE | 960592C1 | Tarkwa | N/A | 10 | N/A |  |  | 10 | IN STOCK
0657-961195C1 | PLUG,BORESCOPE | 961195C1 | Tarkwa | N/A | 2 | N/A |  |  | 2 | IN STOCK
0658-963859C1 | GASKET,SPIRAL,3.0,CL600,RF,304 | 963859C1 | Tarkwa | N/A | 8 | N/A |  |  | 8 | IN STOCK
0659-964686C1 | LOCKWASHER,SPLIT,0. | 964686C1 | Tarkwa | N/A | 0 | N/A |  |  | 0 | OUT OF STOCK
0660-964905C1 | BLOCK,MOUNTING,BARRIER SYS | 964905C1 | Tarkwa | N/A | 47 | N/A |  |  | 47 | IN STOCK
0661-965193C1 | GASKET,0.887 ID,1.187 OD,0.099 | 965193C1 | Tarkwa | N/A | 8 | N/A |  |  | 8 | IN STOCK
0662-965193C1 | GASKET,0.887 ID,1.187 OD,0.099 | 965193C1 | Tarkwa | N/A | 0 | N/A |  |  | 0 | OUT OF STOCK
0663-967664C1 | VALVE,RELIEF,0.375 IN PSI | 967664C1 | Tarkwa | N/A | 1 | N/A |  |  | 1 | IN STOCK
0664-967688C1 | SEAL,METALLIC | 967688C1 | Tarkwa | N/A | 17 | N/A |  |  | 17 | IN STOCK
0665-967688C1 | SEAL,METALLIC | 967688C1 | Tarkwa | N/A | 0 | N/A |  |  | 0 | OUT OF STOCK
0666-981089C1 | RESISTOR,1.0 W,1000 OHM,+/-1% | 981089C1 | Tarkwa | N/A | 5 | N/A |  |  | 5 | IN STOCK
0667-981090C1 | RESISTOR,1.0 W,3010 OHM,+/-1% | 981090C1 | Tarkwa | N/A | 4 | N/A |  |  | 4 | IN STOCK
0668-991260C1 | THERMOSTAT | 991260C1 | Tarkwa | N/A | 1 | N/A |  |  | 1 | IN STOCK
0669-991839C1 | KIT,REPAIR,VALVE,BALL | 991839C1 | Tarkwa | N/A | 6 | N/A |  |  | 6 | IN STOCK
0670-993497C1 | SET,BOLT,SHEAR | 993497C1 | Tarkwa | N/A | 0 | N/A |  |  | 0 | OUT OF STOCK
0671-994715C1 | KIT,REPAIR,MINOR | 994715C1 | Tarkwa | N/A | 1 | N/A |  |  | 1 | IN STOCK
0672-994731C1 | KIT,REPAIR,REGULATOR,PRESSURE | 994731C1 | Tarkwa | N/A | 5 | N/A |  |  | 5 | IN STOCK
0673-995096C1 | KIT,REPAIR,MINOR | 995096C1 | Tarkwa | N/A | 1 | N/A |  |  | 1 | IN STOCK
0674-995389C1 | FUSE,8.0 A,250 V | 995389C1 | Tarkwa | N/A | 59 | N/A |  |  | 59 | IN STOCK
0675-995389C1 | FUSE,8.0 A,250 V | 995389C1 | Tarkwa | N/A | 0 | N/A |  |  | 0 | OUT OF STOCK
0676-996504B1 | KIT,RETROFIT,REGULATOR,PRESS | 996504B1 | Tarkwa | N/A | 3 | N/A |  |  | 3 | IN STOCK
0677-996504B1 | KIT,RETROFIT,REGULATOR,PRESS | 996504B1 | Tarkwa | N/A | 0 | N/A |  |  | 0 | OUT OF STOCK
0678-996504C1 | KIT,REPAIR,MINOR,REGULATOR | 996504C1 | Tarkwa | N/A | 2 | N/A |  |  | 2 | IN STOCK
0679-997318C1 | PROBE,PROXIMITY | 997318C1 | Tarkwa | N/A | 2 | N/A |  |  | 2 | IN STOCK
0680-997396C1 | KIT,REPAIR,VALVE | 997396C1 | Tarkwa | N/A | 12 | N/A |  |  | 12 | IN STOCK
0681-997674C1 | COUPLING,CUSHION,PMP/MTR,LUBE | 997674C1 | Tarkwa | N/A | 1 | N/A |  |  | 1 | IN STOCK
0682-997866C1 | SENSOR ASSY | 997866C1 | Tarkwa | N/A | 1 | N/A |  |  | 1 | IN STOCK
0683-998072C1 | COIL SOLENOIDE VALVE | 998072C1 | Tarkwa | N/A | 1 | N/A |  |  | 1 | IN STOCK
0684-998318C1 | DETECTOR,TEMP,RESISTANCE | 998318C1 | Tarkwa | N/A | 1 | N/A |  |  | 1 | IN STOCK
0685-998367C1 | SEALANT | 998367C1 | Tarkwa | N/A | 0 | N/A |  |  | 0 | OUT OF STOCK
0686-998501C1 | CARD,COMMUNICATION | 998501C1 | Tarkwa | N/A | 2 | N/A |  |  | 2 | IN STOCK
0687-998505C1 | KIT,REPAIR,MAJOR | 998505C1 | Tarkwa | N/A | 1 | N/A |  |  | 1 | IN STOCK
0688-998649C1 | CONTACTOR | 998649C1 | Tarkwa | N/A | 1 | N/A |  |  | 1 | IN STOCK
0689-998724C1 | CONTACTOR | 998724C1 | Tarkwa | N/A | 1 | N/A |  |  | 1 | IN STOCK
0690-999263C1 | CABLE,VIB PROBE EXT,4.5 | 999263C1 | Tarkwa | N/A | 2 | N/A |  |  | 2 | IN STOCK
0691-999295C1 | THERMISTOR | 999295C1 | Tarkwa | N/A | 3 | N/A |  |  | 3 | IN STOCK
0692-E1042016-2400 | ACTUATOR,LINEAR,ELE | E1042016-2400 | Tarkwa | N/A | 0 | N/A |  |  | 0 | OUT OF STOCK
0693-E1799637-100 | VALVE,BLEED,ELECTRI | E1799637-100 | Tarkwa | N/A | 0 | N/A |  |  | 0 | OUT OF STOCK
0694-FT30205-101 | TOOL,SPECIAL SCREWD | FT30205-101 | Tarkwa | N/A | 0 | N/A |  |  | 0 | OUT OF STOCK
0695-FT30205-101 | TOOL,SPECIAL SCREWDRIVER, | FT30205-101 | Tarkwa | N/A | 0 | N/A |  |  | 0 | OUT OF STOCK
0696-FT30303-101 | TOOL,KIT,GUIDE TUBES,BORESCOPE, | FT30303-101 | Tarkwa | N/A | 0 | N/A |  |  | 0 | OUT OF STOCK
0697-FT30421-100 | ALIGNMENT TOOLS | FT30421-100 | Tarkwa | N/A | 0 | N/A |  |  | 0 | OUT OF STOCK
0698-30618-102 | ALIGNMENT TOOLS | 30618-102 | Tarkwa | N/A | 0 | N/A |  |  | 0 | OUT OF STOCK
0699-FT30618-102 | ALIGNMENT TOOLS | FT30618-102 | Tarkwa | N/A | 0 | N/A |  |  | 0 | OUT OF STOCK
0700-FT30635-101 | ALIGNMENT TOOLS | FT30635-101 | Tarkwa | N/A | 0 | N/A |  |  | 0 | OUT OF STOCK
0701-30637-101 | ALIGNMENT TOOLS | 30637-101 | Tarkwa | N/A | 0 | N/A |  |  | 0 | OUT OF STOCK
0702-FT33013-102 | KIT,TOOL,INSTALLATI | FT33013-102 | Tarkwa | N/A | 0 | N/A |  |  | 0 | OUT OF STOCK
0703-FT33015-101 | TOOL,LIFT,HUB,GB,T1 | FT33015-101 | Tarkwa | N/A | 0 | N/A |  |  | 0 | OUT OF STOCK
0704-FT33016-100 | KIT,SEPARATION,ENGI | FT33016-100 | Tarkwa | N/A | 0 | N/A |  |  | 0 | OUT OF STOCK
0705-FT33050 | SOCKET,LOCKNUT,GBOX | FT33050 | Tarkwa | N/A | 0 | N/A |  |  | 0 | OUT OF STOCK
0706-FT33076-103 | KIT,TOOL,INSTL/RMVL | FT33076-103 | Tarkwa | N/A | 0 | N/A |  |  | 0 | OUT OF STOCK
0707-FT33198-1 | GAGE,ADJMT,IGV | FT33198-1 | Tarkwa | N/A | 1 | N/A |  |  | 1 | IN STOCK
0708-FT33303-102 | TOOL,GUIDE TUBE,BOR | FT33303-102 | Tarkwa | N/A | 0 | N/A |  |  | 0 | OUT OF STOCK
0709-FT33306-100 | TOOL,GUIDE TUBE,BORESCOPE | FT33306-100 | Tarkwa | N/A | 1 | N/A |  |  | 1 | IN STOCK
0710-FT33512-101 | CART,ENGINE HANDLIN | FT33512-101 | Tarkwa | N/A | 0 | N/A |  |  | 0 | OUT OF STOCK
0711-FT33604-100 | PULLER,ENGINE/TRUNNION SPRT | FT33604-100 | Tarkwa | N/A | 0 | N/A |  |  | 0 | OUT OF STOCK
0712-FT51010-104 | TESTER,SET, TURB EL | FT51010-104 | Tarkwa | N/A | 0 | N/A |  |  | 0 | OUT OF STOCK
0713-FT61014-101 | TOOL, TORQUE WRENCH | FT61014-101 | Tarkwa | N/A | 1 | N/A |  |  | 1 | IN STOCK
0714-FT61016 | WRENCH,CHAIN | FT61016 | Tarkwa | N/A | 0 | N/A |  |  | 0 | OUT OF STOCK
0715-FT61090 | WRENCH,STRAP | FT61090 | Tarkwa | N/A | 0 | N/A |  |  | 0 | OUT OF STOCK
0716-FT61200-101 | TOOL,LIFT,ENCL DOOR | FT61200-101 | Tarkwa | N/A | 0 | N/A |  |  | 0 | OUT OF STOCK
0717-FT67001 | ALIGNMENT TOOLS | FT67001 | Tarkwa | N/A | 0 | N/A |  |  | 0 | OUT OF STOCK
0718-FT67020-101 | TOOL,PRESSURE MEASU | FT67020-101 | Tarkwa | N/A | 0 | N/A |  |  | 0 | OUT OF STOCK
0719-FT67022-201 | KIT,TOOL,TUBE BENDI | FT67022-201 | Tarkwa | N/A | 0 | N/A |  |  | 0 | OUT OF STOCK
0720-FT67026 | TOOL,TERMINALS,WIRE | FT67026 | Tarkwa | N/A | 0 | N/A |  |  | 0 | OUT OF STOCK
0721-FT67032-100 | TOOL,TUBE,FIELD REP | FT67032-100 | Tarkwa | N/A | 0 | N/A |  |  | 0 | OUT OF STOCK
0722-FT67073-200 | TOOL, REPLACEMENT FITTINGS | FT67073-200 | Tarkwa | N/A | 0 | N/A |  |  | 0 | OUT OF STOCK
0723-FT67101-1004 | ALIGNMENT TOOLS | FT67101-1004 | Tarkwa | N/A | 0 | N/A |  |  | 0 | OUT OF STOCK
0724-FT67101-104 | ALIGNMENT TOOLS | FT67101-104 | Tarkwa | N/A | 10 | N/A |  |  | 10 | IN STOCK
0725- | Turbine | [7 empty] | 0 | OUT OF STOCK
This shape represents a table slicer. Table slicers are not supported in this version of Excel. If the shape was modified in an earlier version of Excel, or if the workbook was saved in Excel 2007 or earlier, the slicer can't be used.
This shape represents a table slicer. Table slicers are not supported in this version of Excel. If the shape was modified in an earlier version of Excel, or if the workbook was saved in Excel 2007 or earlier, the slicer can't be used.
EDIKAN STOCK

## WASSA DATASET
PRODUCT ID | ITEM DESCRIPTION | PART NUMBER | SITE | ITEM TYPE | QTY IN | UNIT | DATE OF QTY USED | QTY USED | BALANCE | REMARKS
0001-173101-1 | BOLT HEX | 173101-1 | Chirano | Consumable | 10 | Pcs |  |  | 10 | IN STOCK
0002-120022-7 | BOLT HEX 0.375-16 X1.25 | 120022-7 | Chirano | Consumable | 10 | Pcs |  |  | 10 | IN STOCK
0003-120033-9 | BOLT 12 POINT. 0.625-11X | 120033-9 | Chirano | Consumable | 0 | Pcs |  |  | 0 | OUT OF STOCK
0004-912642C1 | O-RING SAE, VITON | 912642C1 | Chirano | Consumable | 20 | Pcs |  |  | 20 | IN STOCK
0005-190817-191 | PROXIMITOR SENSOR | 190817-191 | Tarkwa | Consumable | 1 | Pcs |  |  | 1 | IN STOCK
0006-2010303-1 | KIT ELEMENT COALESCER OIL | 2010303-1 | Chirano | Consumable | 1 | Set |  |  | 1 | IN STOCK
0007-40008108 | SEALING FOR FILTER | 40008108 | Chirano | Consumable | 2 | Set |  |  | 2 | IN STOCK
0008-1739421-1 | SEALING FOR FILTER | 1739421-1 | Tarkwa | Consumable | 4 | Pcs |  |  | 4 | IN STOCK
0009-304649-100 | GASKET, 2.82 | 304649-100 | Tarkwa | Consumable | 6 | Pcs |  |  | 6 | IN STOCK
0010-912642C1 | O-RING SAE, VITON | 912642C1 | Tarkwa | Consumable | 12 | Pcs |  |  | 12 | IN STOCK
0011-120033-9 | O-RING SAE, VITON | 120033-9 | Tarkwa | Consumable | 0 | Pcs |  |  | 0 | OUT OF STOCK
0012-1426550-10 | ELEMENT FILTER OIL CYL | 1426550-10 | Tarkwa | Consumable | 1 | Pcs |  |  | 1 | IN STOCK
0013-1089240-3 | MODULE FLEX | 1089240-3 | Tarkwa | Consumable | 1 | Pcs |  |  | 1 | IN STOCK
0014-67792002 | C-SEAL | 67792002 | Tarkwa | Consumable | 6 | Pcs |  |  | 6 | IN STOCK
0015-120022-7 | BOLT HEX 0.375-16 X1.25 | 120022-7 | Tarkwa | Consumable | 22 | Pcs |  |  | 22 | IN STOCK
0016-1449166-1 | ELEMENT FILTER AIR CART CYL | 1449166-1 | Tarkwa | Consumable | 1 | Pcs |  |  | 1 | IN STOCK
0017-304223-100 | GASKET INJECTOR | 304223-100 | Tarkwa | Consumable | 4 | Pcs |  |  | 4 | IN STOCK
0018-1060817-10 | GAS FUEL FILTER | 1060817-10 | Tarkwa | Consumable | 2 | Pcs |  |  | 2 | IN STOCK
0019-1425291-6/1425291-9 | O-RING SAE, VITON | 1425291-6/1425291-9 | Tarkwa | Consumable | 2 | Pcs |  |  | 2 | IN STOCK
0020-1007799 | O-RING SAE, VITON | 1007799 | Tarkwa | Consumable | 6 | Pcs |  |  | 6 | IN STOCK
0021-1008726 | O-RING SAE, VITON | 1008726 | Tarkwa | Consumable | 2 | Pcs |  |  | 2 | IN STOCK
0022-4270479 | O-RING SAE, VITON | 4270479 | Tarkwa | Consumable | 1 | Pcs |  |  | 1 | IN STOCK
0023-1060817-50 | KIT ELEMENT CATRIDGE | 1060817-50 | Chirano | Consumable | 1 | Pcs |  |  | 1 | IN STOCK
0024-1426550-10 | ELEMENT FILTER OIL CYL | 1426550-10 | Chirano | Consumable | 3 | Pcs |  |  | 3 | IN STOCK
0025-1425291-6 | ELEMENT OIL FILTER | 1425291-6 | Chirano | Consumable | 5 | Pcs |  |  | 5 | IN STOCK
0026-1449166-1 | ELEMENT AIR FIBRE GLASS | 1449166-1 | Chirano | Consumable | 2 | Pcs |  |  | 2 | IN STOCK
0027-1425291-6 | ELEMENT OIL FILTER | 1425291-6 | Tarkwa | Consumable | 3 | Pcs |  |  | 3 | IN STOCK
0028-FT61012-100 | RELAY | FT61012-100 | Tarkwa | Tool | 1 | Box |  |  | 1 | IN STOCK
0029-FT67022 | TUBE BENDING KIT | FT67022 | Tarkwa | Tool | 1 | Box |  |  | 1 | IN STOCK
0030-FT33050 | TUBE BENDING KIT | FT33050 | Tarkwa | Tool | 1 | Box |  |  | 1 | IN STOCK
0031-FT33012-102 | TUBE BENDING KIT | FT33012-102 | Tarkwa | Tool | 1 | Box |  |  | 1 | IN STOCK
0032-1043265-1 | TUBE BENDING KIT | 1043265-1 | Chirano | Project Surplus | 10 | Pcs |  |  | 10 | IN STOCK
0033-1559371-72 | TUBE BENDING KIT | 1559371-72 | Chirano | Project Surplus | 2 | Pcs |  |  | 2 | IN STOCK
0034-1061979-1 | RELAY | 1061979-1 | Chirano | Project Surplus | 8 | Pcs |  |  | 8 | IN STOCK
0035-1066730-16 | RELAY | 1066730-16 | Chirano | Project Surplus | 20 | Pcs |  |  | 20 | IN STOCK
0036-11133867 | RELAY | 11133867 | Chirano | Project Surplus | 11 | Pcs |  |  | 11 | IN STOCK
0037-11133866 | RELAY | 11133866 | Chirano | Project Surplus | 20 | Pcs |  |  | 20 | IN STOCK
0038-960827C1 | RELAY | 960827C1 | Chirano | Project Surplus | 1 | Pcs |  |  | 1 | IN STOCK
0039-1053052-86 | RELAY | 1053052-86 | Chirano | Project Surplus | 1 | Pcs |  |  | 1 | IN STOCK
0040-11133376 | RELAY | 11133376 | Chirano | Project Surplus | 4 | Pcs |  |  | 4 | IN STOCK
0041-11210026 | RELAY | 11210026 | Chirano | Project Surplus | 1 | Pcs |  |  | 1 | IN STOCK
0042-1066730-8 | RELAY | 1066730-8 | Chirano | Project Surplus | 1 | Pcs |  |  | 1 | IN STOCK
0043-1066730-17 | RELAY | 1066730-17 | Chirano | Project Surplus | 5 | Pcs |  |  | 5 | IN STOCK
0044-1066730-7 | RELAY | 1066730-7 | Chirano | Project Surplus | 16 | Pcs |  |  | 16 | IN STOCK
0045-1113249 | RELAY | 1113249 | Chirano | Project Surplus | 4 | Pcs |  |  | 4 | IN STOCK
0046-1113251 | RELAY | 1113251 | Chirano | Project Surplus | 6 | Pcs |  |  | 6 | IN STOCK
0047-1113252 | RELAY | 1113252 | Chirano | Project Surplus | 6 | Pcs |  |  | 6 | IN STOCK
0048-1113255 | RELAY | 1113255 | Chirano | Project Surplus | 4 | Pcs |  |  | 4 | IN STOCK
0049-1113253 | RELAY | 1113253 | Chirano | Project Surplus | 6 | Pcs |  |  | 6 | IN STOCK
0050-1113250 | RELAY | 1113250 | Chirano | Project Surplus | 4 | Pcs |  |  | 4 | IN STOCK
0051-1043265-3 | RELAY | 1043265-3 | Chirano | Project Surplus | 4 | Pcs |  |  | 4 | IN STOCK
0052-1043265-4 | RELAY | 1043265-4 | Chirano | Project Surplus | 4 | Pcs |  |  | 4 | IN STOCK
0053-1043265-5 | RELAY | 1043265-5 | Chirano | Project Surplus | 6 | Pcs |  |  | 6 | IN STOCK
0054-1043265-6 | RELAY | 1043265-6 | Chirano | Project Surplus | 6 | Pcs |  |  | 6 | IN STOCK
0055-1043265-7 | RELAY | 1043265-7 | Chirano | Project Surplus | 6 | Pcs |  |  | 6 | IN STOCK
0056-1043265-9 | RELAY | 1043265-9 | Chirano | Project Surplus | 4 | Pcs |  |  | 4 | IN STOCK
0057-136845-1 | GASKET 1.85*62IN | 136845-1 | Tarkwa | Consumable | 5 | Pcs |  |  | 5 | IN STOCK
0058-1043265-6 | FUSE 15A | 1043265-6 | Tarkwa | Consumable | 15 | Pcs |  |  | 15 | IN STOCK
0059-1056244-2 | MODULE FIRE SYSTEM POWER | 1056244-2 | Tarkwa | Consumable | 2 | Pcs |  |  | 2 | IN STOCK
0060-603986C1 | KITOIL SAMPLING | 603986C1 | Edikan | Consumable | 14 | Box | 20/Feb/2025 14:39 | 5 | 9 | IN STOCK
0061-1425291-6 | ELEMENTOIL FILTER(LUBE OIL FILTER) | 1425291-6 | Edikan | Consumable | 4 | Pcs |  |  | 4 | IN STOCK
0062-1503048-1 | MODULE RELAY OUTPUT 1503048-1 | 1503048-1 | Edikan | Consumable | 1 | Pcs |  |  | 1 | IN STOCK
0063-1043265-5 | FUSE,10 A,600 V | 1043265-5 | Edikan | Consumable | 5 | Pcs |  |  | 5 | IN STOCK
0064-1043265-6 | FUSE,15 A,600 V | 1043265-6 | Edikan | Consumable | 5 | Pcs |  |  | 5 | IN STOCK
0065-1109804-50 | TRANSMITTER,DP,400 IN-H2O | 1109804-50 | Edikan | Consumable | 1 | Pcs |  |  | 1 | IN STOCK
0066-4265957 | ELEMENT 10 MICRON | 4265957 | Edikan | Consumable | 3 | Pcs |  |  | 3 | IN STOCK
0067-962562C1 | O-RING,SAE 329,VITON,LUBE OIL FILLING POINT | 962562C1 | Edikan | Consumable | 30 | Pcs |  |  | 30 | IN STOCK
0068-112056-1 | O-RING,SAE 232,VITON, O-RING SPLIT FLANGE TWO AND HALF | 112056-1 | Edikan | Consumable | 4 | Pcs |  |  | 4 | IN STOCK
0069-903243C1 | O-RING,SAE 214,VITON,O-RING SPLIT FLANGE 3 QUATER I | 903243C1 | Edikan | Consumable | 1 | Pcs |  |  | 1 | IN STOCK
0070-903253C1 | O-RING,SAE 245,VITON,O-RING SPLIT FLANGE 4 INCHES | 903253C1 | Edikan | Consumable | 5 | Pcs |  |  | 5 | IN STOCK
0071-903732C1 | O-RING,SAE 225,VITON,1.859 ID,O-RING SPLIT FLANGE 1 AND HALF | 903732C1 | Edikan | Consumable | 2 | Pcs |  |  | 2 | IN STOCK
0072-903737C1 | O-RING,SAE 222,VITON,O-RING SPLIT FLANGE 1 AND QUAT | 903737C1 | Edikan | Consumable | 2 | Pcs |  |  | 2 | IN STOCK
0073-908159C1 | O-RING,SAE 210,VITON,O-RING SPLIT FLANGE HALF INCHES | 908159C1 | Edikan | Consumable | 2 | Pcs |  |  | 2 | IN STOCK
0074-908231C1 | O-RING,SAE 240,VITON,O-RING SPLIT FLANGE 3 AND HAL | 908231C1 | Edikan | Consumable | 2 | Pcs |  |  | 2 | IN STOCK
0075-903270C1 | O-RING,SAE 916,VITON,O-RING, STRAIGHT THREAD TUBE F | 903270C1 | Edikan | Consumable | 2 | Pcs |  |  | 2 | IN STOCK
0076-903271C1 | O-RING,SAE 920,VITON,O-RING, STRAIGHT THREAD TUBE F | 903271C1 | Edikan | Consumable | 1 | Pcs |  |  | 1 | IN STOCK
0077-903752C1 | O-RING,SAE 932,VITON | 903752C1 | Edikan | Consumable | 4 | Pcs |  |  | 4 | IN STOCK
0078-903509C1 | O-RING,SAE 219,VITON | 903509C1 | Edikan | Consumable | 2 | Pcs |  |  | 2 | IN STOCK
0079-XMGT 6 (M6) | CAMFLO HYBRID M6 592X59210X65_ENCLOSURE FILTERS | XMGT 6 (M6) | Edikan | Consumable | 144 | Pcs |  |  | 144 | IN STOCK
0080-3V600 E10 | CAMGT 3V600 E10 592X592X600MM_INNER FILTER | 3V600 E10 | Edikan | Consumable | 120 | Pcs |  |  | 120 | IN STOCK
0081-0 | STATIC FREQUENCY CONVERTER | 0 | Edikan | Consumable | 1 | Pcs |  |  | 1 | IN STOCK
0082-6208-2z/C3/ | SKF BEARING EXPLORER/ LUBE OIL COOLER MOTOR BEARING | 6208-2z/C3/ | Edikan | Consumable | 14 | Pcs |  |  | 14 | IN STOCK
0083-6309-2z/C3/1601339 | SKF BEARING EXPLORER/ LUBE OIL COOLER MOTOR BEARING | 6309-2z/C3/1601339 | Edikan | Consumable | 3 | Pcs |  |  | 3 | IN STOCK
0084-6209-2z/C3/1601340 | SKF BEARING EXPLORER/ LUBE OIL COOLER MOTOR BEARING | 6209-2z/C3/1601340 | Edikan | Consumable | 3 | Pcs |  |  | 3 | IN STOCK
0085-1089240-3 | MODULE, FLEX, DISCRETE | 1089240-3 | Edikan | Consumable | 1 | Pcs |  |  | 1 | IN STOCK
0086-4265957 | ELEMENT 10-MICRON FILTER-HYDAC | 4265957 | Edikan | Consumable | 3 | Pcs |  |  | 3 | IN STOCK
0087-DN79897 | ROLL OUT CART | DN79897 | Edikan | Tool | 1 | Pcs |  |  | 1 | IN STOCK
0088-173101-1 | BOLT HEX | 173101-1 | Wassa | Consumable | 20 | Pcs |  |  | 20 | IN STOCK
0089-120022-7 | BOLT HEX 0.375-16 X1.25 | 120022-7 | Wassa | Consumable | 28 | Pcs |  |  | 28 | IN STOCK
0090-120033-9 | BOLT 12 POINT. 0.625-11X | 120033-9 | Wassa | Consumable | 32 | Pcs |  |  | 32 | IN STOCK
0091-304223-100 | FUEL INJECTOR GASKET | 304223-100 | Wassa | Consumable | 11 | Pcs |  |  | 11 | IN STOCK
0092-1449166-1 | ELEMENT FILTER AIR CART CYL | 1449166-1 | Wassa | Consumable | 4 | Pcs |  |  | 4 | IN STOCK
0093-1089240-31 | MODULE FLEX FAST RTD /TC 8IN | 1089240-31 | Wassa | Consumable | 3 | Pcs |  |  | 3 | IN STOCK
0094-1089240-32 | MODULE FLEX ADAPTER | 1089240-32 | Wassa | Consumable | 1 | Pcs |  |  | 1 | IN STOCK
0095-1089240-38 | MODULE FLEX FAST COUNTER | 1089240-38 | Wassa | Consumable | 1 | Pcs |  |  | 1 | IN STOCK
0096-304649-100 | GASKET, 2.82 | 304649-100 | Wassa | Consumable | 15 | Pcs |  |  | 15 | IN STOCK
0097-1007799 | GASKET | 1007799 | Wassa | Consumable | 14 | Pcs |  |  | 14 | IN STOCK
0098-120033-9 | BOLT 12 POINT. 0.625-11X | 120033-9 | Wassa | Consumable | 32 | Pcs |  |  | 32 | IN STOCK
0099-1426550-10 | ELEMENT FILTER OIL CYL | 1426550-10 | Wassa | Consumable | 4 | Pcs |  |  | 4 | IN STOCK
0100-604002 | LID O-RING | 604002 | Wassa | Consumable | 8 | Pcs |  |  | 8 | IN STOCK
0101-1085387 | C-SEAL | 1085387 | Wassa | Consumable | 1 | Pcs |  |  | 1 | IN STOCK
0102-301296-7 | SOLAR SPARE | 301296-7 | Wassa | Consumable | 2 | Pcs |  |  | 2 | IN STOCK
0103-1060817-20 | GAS FUEL FILTER | 1060817-20 | Wassa | Consumable | 2 | Pcs |  |  | 2 | IN STOCK
0104-1008726(6756) | GASKET | 1008726(6756) | Wassa | Consumable | 1 | Pcs |  |  | 1 | IN STOCK
0105-1060817-50 | KIT ELEMENT CATRIDGE | 1060817-50 | Wassa | Consumable | 1 | Pcs |  |  | 1 | IN STOCK
0106-171481-1 | LOCK NUT, 0.625 | 171481-1 | Wassa | Consumable | 12 | Pcs |  |  | 12 | IN STOCK
0107-1071411-1 | AS-700-FSM3UU23-EX MULTI FUNCTION | 1071411-1 | Wassa | Consumable | 2 | Pcs |  |  | 2 | IN STOCK
0108-1071411-1 | AS-700-FSM3UU23-EX MULTI FUNCTION (USED) | 1071411-1 | Wassa | Consumable | 3 | Pcs |  |  | 3 | IN STOCK
0109-1046415-60 | LITHIUM BATTERY,3.0 V, 1756-L61 | 1046415-60 | Wassa | Consumable | 5 | Pcs |  |  | 5 | IN STOCK
0110-908341C1 | PLUS CONDUIT 0.5 NPT | 908341C1 | Wassa | Consumable | 10 | Pcs |  |  | 10 | IN STOCK
0111-700872C1 | BREATHER VENT 40.0 50 NPT | 700872C1 | Wassa | Consumable | 4 | Pcs |  |  | 4 | IN STOCK
0112-1061979-1 | RELAY | 1061979-1 | Wassa | Consumable | 14 | Pcs |  |  | 14 | IN STOCK
0113-1066730-16 | BLOCK TERMINAL SPRING 2 | 1066730-16 | Wassa | Consumable | 20 | Pcs |  |  | 20 | IN STOCK
0114-1066730-32 | END STOP TERMINAL BLOCK, SPRING | 1066730-32 | Wassa | Consumable | 10 | Pcs |  |  | 10 | IN STOCK
0115-1066730-7 | BLOCK TERMINAL SPRING 4 | 1066730-7 | Wassa | Consumable | 3 | Pcs |  |  | 3 | IN STOCK
0116-1066730-17 | PLASTIC BOARD | 1066730-17 | Wassa | Consumable | 5 | Pcs |  |  | 5 | IN STOCK
0117-1066730-3 | MARKER TERMINAL BLOCK, 1-12 | 1066730-3 | Wassa | Consumable | 20 | Pcs |  |  | 20 | IN STOCK
0118-FT33027-100 | HAND HYDRAULIC PUMP | FT33027-100 | Wassa | Consumable | 1 | Pcs |  |  | 1 | IN STOCK
0119-1015162-13 | WIRE 14, AWG WHITE, STRANDED | 1015162-13 | Wassa | Consumable | 1 | Pcs |  |  | 1 | IN STOCK
0120-1015162-10 | WIRE 16, AWG WHITE, STRANDED | 1015162-10 | Wassa | Consumable | 1 | Pcs |  |  | 1 | IN STOCK
0121-136845-1 | GASKET 1.85*62IN | 136845-1 | Wassa | Consumable | 6 | Pcs |  |  | 6 | IN STOCK
0122-1046505 | O-RING, VITON 35.O ID | 1046505 | Wassa | Consumable | 1 | Pcs |  |  | 1 | IN STOCK
0123-1479391-4 | O-RING, VITON 26.988 ID | 1479391-4 | Wassa | Consumable | 1 | Pcs |  |  | 1 | IN STOCK
0124-42300064 | O-RING JB NO. 105782 | 42300064 | Wassa | Consumable | 10 | Pcs |  |  | 10 | IN STOCK
0125-4230071 | O-RING JB NO. 105782 | 4230071 | Wassa | Consumable | 10 | Pcs |  |  | 10 | IN STOCK
0126-204163-1 | O-RING 1.948 ID….135 | 204163-1 | Wassa | Consumable | 2 | Pcs |  |  | 2 | IN STOCK
0127-912642C1 | O-RING SAE, VITON | 912642C1 | Wassa | Consumable | 15 | Pcs |  |  | 15 | IN STOCK
0128-173942-1 | GASKET 3.32 ID, 3.68 ID | 173942-1 | Wassa | Consumable | 8 | Pcs |  |  | 8 | IN STOCK
0129-1017891 | GASKET SPIRAL, 1.25, CL 150 | 1017891 | Wassa | Consumable | 8 | Pcs |  |  | 8 | IN STOCK
0130-1017893 | GASKET SPIRAL, 2.0, CL 150 | 1017893 | Wassa | Consumable | 2 | Pcs |  |  | 2 | IN STOCK
0131-1300392-0208 | GASKET SPIRAL, 3.0, CL 150 | 1300392-0208 | Wassa | Consumable | 3 | Pcs |  |  | 3 | IN STOCK
0132-1300392-0206 | GASKET SPIRAL, 2.0, CL 150,R | 1300392-0206 | Wassa | Consumable | 1 | Pcs |  |  | 1 | IN STOCK
0133-1007799(6756) | GASKET, 0.344 ID, 0.625 ID | 1007799(6756) | Wassa | Consumable | 1 | Pcs |  |  | 1 | IN STOCK
0134-912851C1 | SEAL, METALLIC | 912851C1 | Wassa | Consumable | 2 | Pcs |  |  | 2 | IN STOCK
0135-1017908 | GASKET,SPIRAL,4.0 RF, CL30 | 1017908 | Wassa | Consumable | 2 | Pcs |  |  | 2 | IN STOCK
0136-1559398-100 | KIT, KD WR CLAMP | 1559398-100 | Wassa | Consumable | 1 | Pcs |  |  | 1 | IN STOCK
0137-120035-1 | NUT, HEAVY DUTY | 120035-1 | Wassa | Consumable | 17 | Pcs |  |  | 17 | IN STOCK
0138-970199C | STUD, 0.75-10X8.5 | 970199C | Wassa | Consumable | 9 | Pcs |  |  | 9 | IN STOCK
0139-1043036 | SCREW SHOULDER, HEX SCKT | 1043036 | Wassa | Consumable | 2 | Pcs |  |  | 2 | IN STOCK
0140-1011145 | BOLT HEX, 0.375-16 X 1.5 | 1011145 | Wassa | Consumable | 4 | Pcs |  |  | 4 | IN STOCK
0141-22524R1 | BOLT HEX, 0.375-16 X 1.5 | 22524R1 | Wassa | Consumable | 26 | Pcs |  |  | 26 | IN STOCK
0142-22527R1 | BOLT HEX 0.375-16 X2.25 | 22527R1 | Wassa | Consumable | 8 | Pcs |  |  | 8 | IN STOCK
0143-22540R1 | BOLT HEX, 0.5-13 X 1.25 | 22540R1 | Wassa | Consumable | 17 | Pcs |  |  | 17 | IN STOCK
0144-1051747-8 | RELIEF VALVE 1 INCH | 1051747-8 | Wassa | Consumable | 1 | Pcs |  |  | 1 | IN STOCK
0145-964693C1 | LOCK WASHER, SPLIT 0.625 | 964693C1 | Wassa | Consumable | 23 | Pcs |  |  | 23 | IN STOCK
0146-623068R1 | LOCK WASHER, SPLIT 0.375 | 623068R1 | Wassa | Consumable | 24 | Pcs |  |  | 24 | IN STOCK
0147-24664R1 | FLAT WASHER, 0.5 | 24664R1 | Wassa | Consumable | 7 | Pcs |  |  | 7 | IN STOCK
0148-964677C1 | LOCK WASHER, SPLIT | 964677C1 | Wassa | Consumable | 36 | Pcs |  |  | 36 | IN STOCK
0149-22655R1 | FLAT WASHER, 0.375 | 22655R1 | Wassa | Consumable | 24 | Pcs |  |  | 24 | IN STOCK
0150-954138C1 | CONICAL WASHER (M20X29) | 954138C1 | Wassa | Consumable | 2 | Pcs |  |  | 2 | IN STOCK
0151-964686C1 | LOCK WASHER SPLIT 0.5 | 964686C1 | Wassa | Consumable | 73 | Pcs |  |  | 73 | IN STOCK
0152-1576703-4 | HOSE ASSY | 1576703-4 | Wassa | Consumable | 1 | Pcs |  |  | 1 | IN STOCK
0153-1006437 | FLAT WASHER | 1006437 | Wassa | Consumable | 25 | Pcs |  |  | 25 | IN STOCK
0154-1559405 | FLAT WASHER M4 | 1559405 | Wassa | Consumable | 4 | Pcs |  |  | 4 | IN STOCK
0155-22652R1 | FLAT WASHER | 22652R1 | Wassa | Consumable | 4 | Pcs |  |  | 4 | IN STOCK
0156-19298R1 | LOCK WASHER SPLIT | 19298R1 | Wassa | Consumable | 8 | Pcs |  |  | 8 | IN STOCK
0157-701477C1 | LOCK WASHER SPLIT, M4 | 701477C1 | Wassa | Consumable | 4 | Pcs |  |  | 4 | IN STOCK
0158-1087491-3 | ELEMENT, FLTR, AIR GAS FUEL | 1087491-3 | Wassa | Consumable | 2 | Pcs |  |  | 2 | IN STOCK
0159-16605295 | BEARING COM-16 | 16605295 | Wassa | Consumable | 2 | Pcs |  |  | 2 | IN STOCK
0160-1060817 | GAS FUEL FILTER | 1060817 | Wassa | Consumable | 8 | Pcs |  |  | 8 | IN STOCK
0161-970443C1 | PIPING CUSHION-CLAMP ACTIVATOR | 970443C1 | Wassa | Consumable | 1 | Pcs |  |  | 1 | IN STOCK
0162-1039333-3 | GASKET | 1039333-3 | Wassa | Consumable | 5 | Pcs |  |  | 5 | IN STOCK
0163-1039333-4 | GASKET | 1039333-4 | Wassa | Consumable | 1 | Pcs |  |  | 1 | IN STOCK
0164-301380-200 | INJECTOR GAS, CONVENTIONAL | 301380-200 | Wassa | Consumable | 4 | Pcs |  |  | 4 | IN STOCK
0165-1739552 | PLUG, CONDUIT | 1739552 | Wassa | Consumable | 18 | Pcs |  |  | 18 | IN STOCK
0166-1739574 | PLUG, CONDUIT | 1739574 | Wassa | Consumable | 18 | Pcs |  |  | 18 | IN STOCK
0167-1064721-14 | VALVE, HAND,NEEDLE 0.25 | 1064721-14 | Wassa | Consumable | 1 | Pcs |  |  | 1 | IN STOCK
0168-1559406 | BOLT HEX M4 | 1559406 | Wassa | Consumable | 4 | Pcs |  |  | 4 | IN STOCK
0169-1551910 | SMOKE DETECTOR RELAY | 1551910 | Wassa | Consumable | 1 | Pcs |  |  | 1 | IN STOCK
0170-701477C1 | LOCK WASHER SPLIT, M4 | 701477C1 | Wassa | Consumable | 4 | Pcs |  |  | 4 | IN STOCK
0171-1559405 | FLAT WASHER M4 | 1559405 | Wassa | Consumable | 4 | Pcs |  |  | 4 | IN STOCK
0172-171481-1 | LOCK NUT, 0.625 | 171481-1 | Wassa | Consumable | 12 | Pcs |  |  | 12 | IN STOCK
0173-186406-1 | BOLT HEX 0.625 | 186406-1 | Wassa | Consumable | 12 | Pcs |  |  | 12 | IN STOCK
0174-1089240-38 | MODULE FLEX FAST COUNTER | 1089240-38 | Wassa | Consumable | 1 | Pcs |  |  | 1 | IN STOCK
0175-1506466-2 | SWITCH LIMIT | 1506466-2 | Wassa | Consumable | 2 | Pcs |  |  | 2 | IN STOCK
0176-116091-13 | GAGE LEVEL FLOAT | 116091-13 | Wassa | Consumable | 1 | Pcs |  |  | 1 | IN STOCK
0177-2778466-100 | THERMOCOUPLE | 2778466-100 | Wassa | Consumable | 2 | Pcs |  |  | 2 | IN STOCK
0178-1286570-1 | POWER SUPPLY KIT | 1286570-1 | Wassa | Consumable | 1 | Pcs |  |  | 1 | IN STOCK
0179-FT33198-100 | TOOL ALIGNMENT VARIABLE GUIDE | FT33198-100 | Wassa | Consumable | 1 | Pcs |  |  | 1 | IN STOCK
0180-1506465-1 | ACTUATOR ROTARY PNEUMATIC | 1506465-1 | Wassa | Consumable | 6 | Pcs |  |  | 6 | IN STOCK
0181-1057901 | SCREW, PHILLIPS | 1057901 | Wassa | Consumable | 4 | Pcs |  |  | 4 | IN STOCK
0182-1033940 | LABEL-DANGER HIGH VOLTAGE | 1033940 | Wassa | Consumable | 1 | Pcs |  |  | 1 | IN STOCK
0183-1061197 | SCREW, PHILLIPS | 1061197 | Wassa | Consumable | 4 | Pcs |  |  | 4 | IN STOCK
0184-1096727 | STANDOFF HEX | 1096727 | Wassa | Consumable | 4 | Pcs |  |  | 4 | IN STOCK
0185-1097483 | KIT DRAWING | 1097483 | Wassa | Consumable | 1 | Pcs |  |  | 1 | IN STOCK
0186-1058121-31 | GUARD, SHOCK, SWITCH HOLE | 1058121-31 | Wassa | Consumable | 1 | Pcs |  |  | 1 | IN STOCK
0187-1089240-18 | MODULE FLEX | 1089240-18 | Wassa | Consumable | 17 | Pcs |  |  | 17 | IN STOCK
0188-124P07-7 | GROMMET 0.965 0D | 124P07-7 | Wassa | Consumable | 1 | Pcs |  |  | 1 | IN STOCK
0189-124P07-17 | GROMMET 0.965 0D | 124P07-17 | Wassa | Consumable | 1 | Pcs |  |  | 1 | IN STOCK
0190-124P07-4 | GROMMET 0.965 0D | 124P07-4 | Wassa | Consumable | 1 | Pcs |  |  | 1 | IN STOCK
0191-969131C1 | UNION TUBE CPRSN 1.0 | 969131C1 | Wassa | Consumable | 1 | Pcs |  |  | 1 | IN STOCK
0192-969353C1 | UNION TUBE CPRSN REDUCING | 969353C1 | Wassa | Consumable | 1 | Pcs |  |  | 1 | IN STOCK
0193-950678C1 | ELBOW UNION 90 | 950678C1 | Wassa | Consumable | 1 | Pcs |  |  | 1 | IN STOCK
0194-903316C1 | SPARK PLUG | 903316C1 | Wassa | Consumable | 6 | Pcs |  |  | 6 | IN STOCK
0195-15450242 | CAVO DI ESTENSINE CON CONNETTORE | 15450242 | Wassa | Consumable | 1 | Pcs |  |  | 1 | IN STOCK
0196-1001697 | HOSE ASSY,0.50 IN X 13.58 IN | 1001697 | Tarkwa | N/A | 1 | N/A |  |  | 1 | IN STOCK
0197-1007799 | GASKET,0.344 ID,0.625 OD | 1007799 | Tarkwa | N/A | 50 | N/A |  |  | 50 | IN STOCK
0198-1007799 | GASKET,0.344 ID,0.625 OD | 1007799 | Tarkwa | N/A | 50 | N/A |  |  | 50 | IN STOCK
0199-1007973 | HOSE ASSY,3.0 IN X 42.0 IN | 1007973 | Tarkwa | N/A | 1 | N/A |  |  | 1 | IN STOCK
0200-1008557 | HOSE ASSY,2.0 IN X 26.75 IN | 1008557 | Tarkwa | N/A | 1 | N/A |  |  | 1 | IN STOCK
0201-1008726 | GASKET,0.938 ID,1.25 OD,0.0485 | 1008726 | Tarkwa | N/A | 4 | N/A |  |  | 4 | IN STOCK
0202-1010447 | GASKET, SPIRAL, 1.5, CL 150, RF | 1010447 | Tarkwa | N/A | 3 | N/A |  |  | 3 | IN STOCK
0203-1010448 | GASKET,SPIRAL,2.0,CL150,RF | 1010448 | Tarkwa | N/A | 10 | N/A |  |  | 10 | IN STOCK
0204-1010449 | GASKET,SPIRAL,3.0,CL150,RF | 1010449 | Tarkwa | N/A | 3 | N/A |  |  | 3 | IN STOCK
0205-1013975 | SOCKET,RELAY,7 A | 1013975 | Tarkwa | N/A | 1 | N/A |  |  | 1 | IN STOCK
0206-1013976 | LAMP,LED,CLEAR,24 VDC | 1013976 | Tarkwa | N/A | 1 | N/A |  |  | 1 | IN STOCK
0207-1016401 | O-RING,SAE 381,VITON | 1016401 | Tarkwa | N/A | 10 | N/A |  |  | 10 | IN STOCK
0208-1017501 | INDICATOR,LIGHTED,YELLOW | 1017501 | Tarkwa | N/A | 4 | N/A |  |  | 4 | IN STOCK
0209-1017510 | INDICATOR,LIGHTED,GREEN | 1017510 | Tarkwa | N/A | 22 | N/A |  |  | 22 | IN STOCK
0210-1017876 | GASKET,SPIRAL,2.0,CL300,RF | 1017876 | Tarkwa | N/A | 6 | N/A |  |  | 6 | IN STOCK
0211-1017890 | GASKET,SPIRAL,1.0,CL150,RF,304 | 1017890 | Tarkwa | N/A | 1 | N/A |  |  | 1 | IN STOCK
0212-1017890 | GASKET,SPIRAL,1.0,CL150,RF,304 | 1017890 | Tarkwa | N/A | 1 | N/A |  |  | 1 | IN STOCK
0213-1017891 | GASKET, SPIRAL, 1.25, CL150, RF | 1017891 | Tarkwa | N/A | 2 | N/A |  |  | 2 | IN STOCK
0214-1017892 | GASKET, SPIRAL, 1.5, CL150, RF, 304 | 1017892 | Tarkwa | N/A | 10 | N/A |  |  | 10 | IN STOCK
0215-1017893 | GASKET,SPIRAL,2.0,CL150,RF,304 | 1017893 | Tarkwa | N/A | 33 | N/A |  |  | 33 | IN STOCK
0216-1017893 | GASKET,SPIRAL,2.0,CL150,RF,304 | 1017893 | Tarkwa | N/A | 0 | N/A |  |  | 0 | OUT OF STOCK
0217-1017894 | GASKET,SPIRAL,2.5,CL150,RF,304 | 1017894 | Tarkwa | N/A | 12 | N/A |  |  | 12 | IN STOCK
0218-1017894 | GASKET,SPIRAL,2.5,CL150,RF,304 | 1017894 | Tarkwa | N/A | 0 | N/A |  |  | 0 | OUT OF STOCK
0219-1017895 | GASKET,SPIRAL,3.0,CL150,RF,304 | 1017895 | Tarkwa | N/A | 28 | N/A |  |  | 28 | IN STOCK
0220-1017897 | GASKET,SPIRAL,4.0,CL150,RF,304 | 1017897 | Tarkwa | N/A | 3 | N/A |  |  | 3 | IN STOCK
0221-1017897 | GASKET,SPIRAL,4.0,CL150,RF,304 | 1017897 | Tarkwa | N/A | 0 | N/A |  |  | 0 | OUT OF STOCK
0222-1017898 | GASKET,SPIRAL,5.0,CL150,RF,304 | 1017898 | Tarkwa | N/A | 4 | N/A |  |  | 4 | IN STOCK
0223-1017898 | GASKET,SPIRAL,5.0,CL150,RF,304 | 1017898 | Tarkwa | N/A | 0 | N/A |  |  | 0 | OUT OF STOCK
0224-1017899 | GASKET,SPIRAL,6.0,CL150,RF,304 | 1017899 | Tarkwa | N/A | 13 | N/A |  |  | 13 | IN STOCK
0225-1017899 | GASKET,SPIRAL,6.0,CL150,RF,304 | 1017899 | Tarkwa | N/A | 0 | N/A |  |  | 0 | OUT OF STOCK
0226-1017907 | GASKET,SPIRAL,3.0,CL300,RF,304 | 1017907 | Tarkwa | N/A | 11 | N/A |  |  | 11 | IN STOCK
0227-1017908 | GASKET,SPIRAL,4.0,CL300,RF,304 | 1017908 | Tarkwa | N/A | 15 | N/A |  |  | 15 | IN STOCK
0228-1017908 | GASKET,SPIRAL,4.0,CL300,RF,304 | 1017908 | Tarkwa | N/A | 0 | N/A |  |  | 0 | OUT OF STOCK
0229-1019007 | HOSE ASSY,1.5 IN X 30.25 IN | 1019007 | Tarkwa | N/A | 1 | N/A |  |  | 1 | IN STOCK
0230-1019008 | HOSE ASSY,2.0 IN X 36.50 IN | 1019008 | Tarkwa | N/A | 1 | N/A |  |  | 1 | IN STOCK
0231-1019009 | HOSE ASSY,3.0 IN X 33.25 IN | 1019009 | Tarkwa | N/A | 1 | N/A |  |  | 1 | IN STOCK
0232-1019010 | HOSE ASSY,3.0 IN X 43.75 IN | 1019010 | Tarkwa | N/A | 1 | N/A |  |  | 1 | IN STOCK
0233-1020105 | GASKET,0.375 OD,PTFE,JOINT | 1020105 | Tarkwa | N/A | 30 | N/A |  |  | 30 | IN STOCK
0234-1020105 | GASKET,0.375 OD,PTFE,JOINT | 1020105 | Tarkwa | N/A | 0 | N/A |  |  | 0 | OUT OF STOCK
0235-1022447 | SEAL,LIP | 1022447 | Tarkwa | N/A | 14 | N/A |  |  | 14 | IN STOCK
0236-1025930 | RELAY,4PDT,24 VDC,3 A | 1025930 | Tarkwa | N/A | 3 | N/A |  |  | 3 | IN STOCK
0237-1026881 | HOSE ASSY,4.0 IN X 43.00 IN | 1026881 | Tarkwa | N/A | 1 | N/A |  |  | 1 | IN STOCK
0238-1026882 | HOSE ASSY,4 IN X 43.5 IN | 1026882 | Tarkwa | N/A | 1 | N/A |  |  | 1 | IN STOCK
0239-1028903 | GASKET,0.995 ID,1.250 OD,0.062 | 1028903 | Tarkwa | N/A | 365 | N/A |  |  | 365 | IN STOCK
0240-1029608 | GASKET,SPIRAL,1.0,CL150,ORANGE | 1029608 | Tarkwa | N/A | 8 | N/A |  |  | 8 | IN STOCK
0241-1046485 | HOSE ASSY,0.75 IN X 15 IN | 1046485 | Tarkwa | N/A | 1 | N/A |  |  | 1 | IN STOCK
0242-1046486 | HOSE ASSY,1.0 IN X 18.0 IN | 1046486 | Tarkwa | N/A | 1 | N/A |  |  | 1 | IN STOCK
0243-1046488 | HOSE ASSY,1.5 IN X 25 IN | 1046488 | Tarkwa | N/A | 1 | N/A |  |  | 1 | IN STOCK
0244-1046491 | HOSE ASSY,2.0 IN X 29.0 IN | 1046491 | Tarkwa | N/A | 1 | N/A |  |  | 1 | IN STOCK
0245-1046492 | HOSE ASSY,2.0 IN X 35 IN | 1046492 | Tarkwa | N/A | 1 | N/A |  |  | 1 | IN STOCK
0246-1046495 | HOSE ASSY,3 IN X 46 IN | 1046495 | Tarkwa | N/A | 1 | N/A |  |  | 1 | IN STOCK
0247-1046505 | O-RING,NON-STD,VITON | 1046505 | Tarkwa | N/A | 7 | N/A |  |  | 7 | IN STOCK
0248-1046505 | O-RING,NON-STD,VITON | 1046505 | Tarkwa | N/A | 0 | N/A |  |  | 0 | OUT OF STOCK
0249-1047315 | BREAKER,CIRCUIT,15 A,DPST,RAIL | 1047315 | Tarkwa | N/A | 1 | N/A |  |  | 1 | IN STOCK
0250-1048825 | HOSE ASSY,0.25 IN X 36 IN | 1048825 | Tarkwa | N/A | 2 | N/A |  |  | 2 | IN STOCK
0251-1052326 | VALVE,HAND,NEEDLE,0.25 IN | 1052326 | Tarkwa | N/A | 1 | N/A |  |  | 1 | IN STOCK
0252-1053209 | O-RING,NON-STD,VITON | 1053209 | Tarkwa | N/A | 5 | N/A |  |  | 5 | IN STOCK
0253-1053209 | O-RING,NON-STD,VITON | 1053209 | Tarkwa | N/A | 0 | N/A |  |  | 0 | OUT OF STOCK
0254-1059715 | HOSE ASSY,0.75 IN X 24.50 IN | 1059715 | Tarkwa | N/A | 1 | N/A |  |  | 1 | IN STOCK
0255-1060151 | STROBE,RED | 1060151 | Tarkwa | N/A | 1 | N/A |  |  | 1 | IN STOCK
0256-1060152 | HORN,EP,W/STROBE,W/HDWR,RED | 1060152 | Tarkwa | N/A | 1 | N/A |  |  | 1 | IN STOCK
0257-1072904 | SEAL,METALLIC | 1072904 | Tarkwa | N/A | 8 | N/A |  |  | 8 | IN STOCK
0258-1073912 | HOSE ASSY,2.0 IN X 24.00 IN | 1073912 | Tarkwa | N/A | 1 | N/A |  |  | 1 | IN STOCK
0259-1075721 | TAPE,SPONGE,50 FT | 1075721 | Tarkwa | N/A | 10 | N/A |  |  | 10 | IN STOCK
0260-1079260 | HOSE ASSY,3.0 IN X 19.875 IN | 1079260 | Tarkwa | N/A | 1 | N/A |  |  | 1 | IN STOCK
0261-1083103 | HOSE ASSY,2 IN X 42.50 IN | 1083103 | Tarkwa | N/A | 3 | N/A |  |  | 3 | IN STOCK
0262-1098569 | HOSE, ASSY, 2 IN X 29 IN | 1098569 | Tarkwa | N/A | 1 | N/A |  |  | 1 | IN STOCK
0263-1113371 | HOSE ASSY,2.0 IN X 22 IN,650 | 1113371 | Tarkwa | N/A | 1 | N/A |  |  | 1 | IN STOCK
0264-1126803 | BREAKER, CIRCUIT, 20A, DPST, RAIL | 1126803 | Tarkwa | N/A | 1 | N/A |  |  | 1 | IN STOCK
0265-1481057 | HOSE ASSY,6.0 IN X 89.25 IN | 1481057 | Tarkwa | N/A | 1 | N/A |  |  | 1 | IN STOCK
0266-1484358 | HOSE ASSY,3.0 IN X 33.0 IN | 1484358 | Tarkwa | N/A | 1 | N/A |  |  | 1 | IN STOCK
0267-1564193 | GASKET,0.83 ID,1.06 OD,0.06 IN | 1564193 | Tarkwa | N/A | 10 | N/A |  |  | 10 | IN STOCK
0268-1059714 | HOSE ASSY,0.50 IN X 22.5 IN | 1059714 | Tarkwa | N/A | 1 | N/A |  |  | 1 | IN STOCK
0269-1001877-200 | SET, BLANKET, EXH DUCT | 1001877-200 | Tarkwa | N/A | 2 | N/A |  |  | 2 | IN STOCK
0270-1012230-2 | VALVE,HAND,BALL,0.75 IN,800 | 1012230-2 | Tarkwa | N/A | 1 | N/A |  |  | 1 | IN STOCK
0271-1013727-1 | VALVE,CHECK,0.5 IN,2.7 IN-H2O | 1013727-1 | Tarkwa | N/A | 1 | N/A |  |  | 1 | IN STOCK
0272-1020281-100 | VALVE ASSY,PANCAKE DRAIN,0.5 | 1020281-100 | Tarkwa | N/A | 1 | N/A |  |  | 1 | IN STOCK
0273-1023031-1 | PROBE,PROXIMITY,3300XL,AXIAL | 1023031-1 | Tarkwa | N/A | 2 | N/A |  |  | 2 | IN STOCK
0274-1023031-2 | PROBE,PROXIMITY,3300,AXIAL | 1023031-2 | Tarkwa | N/A | 1 | N/A |  |  | 1 | IN STOCK
0275-1023031-4 | PROBE,PROXIMITY,3300XL,AXIAL | 1023031-4 | Tarkwa | N/A | 1 | N/A |  |  | 1 | IN STOCK
0276-1023031-8 | PROBE,PROXIMITY,3300XL,AXIAL | 1023031-8 | Tarkwa | N/A | 6 | N/A |  |  | 6 | IN STOCK
0277-1023031-9 | PROBE,PROXIMITY,3300XL,PHASE | 1023031-9 | Tarkwa | N/A | 1 | N/A |  |  | 1 | IN STOCK
0278-1023518-100 | VALVE,SOLENOID,3-WAY,24 VDC | 1023518-100 | Tarkwa | N/A | 1 | N/A |  |  | 1 | IN STOCK
0279-1025156-1 | COUNTER,DUAL-DSPLY,7-DIGIT | 1025156-1 | Tarkwa | N/A | 1 | N/A |  |  | 1 | IN STOCK
0280-1027105-10 | VALVE, HAND, BALL, 0.75 IN | 1027105-10 | Tarkwa | N/A | 1 | N/A |  |  | 1 | IN STOCK
0281-1027105-12 | STRAINER Y TYPE 0.75 | 1027105-12 | Tarkwa | N/A | 1 | N/A |  |  | 1 | IN STOCK
0282-1027105-15 | SCREEN, STRAINER | 1027105-15 | Tarkwa | N/A | 3 | N/A |  |  | 3 | IN STOCK
0283-1027105-18 | COUPLING QUICK DISCONNECT | 1027105-18 | Tarkwa | N/A | 1 | N/A |  |  | 1 | IN STOCK
0284-1027105-19 | COUPLING QUICK DISCONNECT | 1027105-19 | Tarkwa | N/A | 1 | N/A |  |  | 1 | IN STOCK
0285-1027105-20 | COUPLING QUICK DISCONNECT | 1027105-20 | Tarkwa | N/A | 1 | N/A |  |  | 1 | IN STOCK
0286-1027105-21 | CASTER,SWIVEL, WHEEL | 1027105-21 | Tarkwa | N/A | 2 | N/A |  |  | 2 | IN STOCK
0287-1027105-22 | CASTER, RIGID, WHEEL | 1027105-22 | Tarkwa | N/A | 2 | N/A |  |  | 2 | IN STOCK
0288-1027105-23 | HOSE, ASSY, 0.5 | 1027105-23 | Tarkwa | N/A | 1 | N/A |  |  | 1 | IN STOCK
0289-1027105-25 | HOSE, ASSY, 0.75, 100PSI | 1027105-25 | Tarkwa | N/A | 1 | N/A |  |  | 1 | IN STOCK
0290-1027105-26 | COUPLING QUICK DISCONNECT | 1027105-26 | Tarkwa | N/A | 1 | N/A |  |  | 1 | IN STOCK
0291-1027105-40 | KIT, LS, ENG CLEAN SYSTEM | 1027105-40 | Tarkwa | N/A | 1 | N/A |  |  | 1 | IN STOCK
0292-1027105-9 | VALVE HAND 0.5" | 1027105-9 | Tarkwa | N/A | 1 | N/A |  |  | 1 | IN STOCK
0293-1027484-101 | VALVE,SOLENOID,2-WAY,24 VDC | 1027484-101 | Tarkwa | N/A | 1 | N/A |  |  | 1 | IN STOCK
0294-1030794-12 | VALVE,CHECK,0.375 IN,2 PSIG | 1030794-12 | Tarkwa | N/A | 1 | N/A |  |  | 1 | IN STOCK
0295-1031741-4 | RELAY,SYNC CHECK | 1031741-4 | Tarkwa | N/A | 1 | N/A |  |  | 1 | IN STOCK
0296-1031741-4 | RELAY,SYNC CHECK | 1031741-4 | Tarkwa | N/A | 2 | N/A |  |  | 2 | IN STOCK
0297-1034347-1 | ACCELEROMETER,25 MV/G | 1034347-1 | Tarkwa | N/A | 2 | N/A |  |  | 2 | IN STOCK
0298-1034549-10 | POWER SUPPLY,24 VDC | 1034549-10 | Tarkwa | N/A | 1 | N/A |  |  | 1 | IN STOCK
0299-1034549-13 | POWER SUPPLY, 24 VDC | 1034549-13 | Tarkwa | N/A | 1 | N/A |  |  | 1 | IN STOCK
0300-1034549-20 | MODULE,VIB,DISPLACEMENT,BN | 1034549-20 | Tarkwa | N/A | 6 | N/A |  |  | 6 | IN STOCK
0301-1034549-20 | MODULE,VIB,DISPLACEMENT,BN | 1034549-20 | Tarkwa | N/A | 0 | N/A |  |  | 0 | OUT OF STOCK
0302-1034549-21 | MODULE,VIB,SEISMIC,BN 1701 | 1034549-21 | Tarkwa | N/A | 1 | N/A |  |  | 1 | IN STOCK
0303-1034549-70 | MODULE,VIB,AXIAL POSITION,BN | 1034549-70 | Tarkwa | N/A | 5 | N/A |  |  | 5 | IN STOCK
0304-1034549-70 | MODULE,VIB,AXIAL POSITION,BN | 1034549-70 | Tarkwa | N/A | 0 | N/A |  |  | 0 | OUT OF STOCK
0305-1037658-1 | CHANNEL, LIGHT,MTG,SUPP | 1037658-1 | Tarkwa | N/A | 0 | N/A |  |  | 0 | OUT OF STOCK
0306-1039199-4 | GLASS,SIGHT,1.50 | 1039199-4 | Tarkwa | N/A | 3 | N/A |  |  | 3 | IN STOCK
0307-1039199-4 | GLASS,SIGHT,1.50 | 1039199-4 | Tarkwa | N/A | 0 | N/A |  |  | 0 | OUT OF STOCK
0308-1039199-5 | GLASS,SIGHT,2.0 | 1039199-5 | Tarkwa | N/A | 3 | N/A |  |  | 3 | IN STOCK
0309-1039199-5 | GLASS,SIGHT,2.0 | 1039199-5 | Tarkwa | N/A | 0 | N/A |  |  | 0 | OUT OF STOCK
0310-1041684-1 | SWITCH, AC LIGHTS, | 1041684-1 | Tarkwa | N/A | 4 | N/A |  |  | 4 | IN STOCK
0311-1043265-1 | HOLDER,FUSE,600 V | 1043265-1 | Tarkwa | N/A | 38 | N/A |  |  | 38 | IN STOCK
0312-1043265-3 | FUSE,2.0 A,600 V | 1043265-3 | Tarkwa | N/A | 32 | N/A |  |  | 32 | IN STOCK
0313-1043265-4 | FUSE,5.0 A,600 V | 1043265-4 | Tarkwa | N/A | 30 | N/A |  |  | 30 | IN STOCK
0314-1043265-5 | FUSE,10 A,600 V | 1043265-5 | Tarkwa | N/A | 72 | N/A |  |  | 72 | IN STOCK
0315-1043265-6 | FUSE,15 A,600 V | 1043265-6 | Tarkwa | N/A | 34 | N/A |  |  | 34 | IN STOCK
0316-1043265-7 | FUSE,20 A,600 V | 1043265-7 | Tarkwa | N/A | 24 | N/A |  |  | 24 | IN STOCK
0317-1043265-9 | FUSE,30 A,600 V | 1043265-9 | Tarkwa | N/A | 13 | N/A |  |  | 13 | IN STOCK
0318-1046415-30 | CONNECTOR | 1046415-30 | Tarkwa | N/A | 50 | N/A |  |  | 50 | IN STOCK
0319-1046415-57 | POWER SUPPLY,24 VDC | 1046415-57 | Tarkwa | N/A | 1 | N/A |  |  | 1 | IN STOCK
0320-1046415-60 | BATTERY,3.0 V,LITHIUM,1756-L61 | 1046415-60 | Tarkwa | N/A | 4 | N/A |  |  | 4 | IN STOCK
0321-1046415-76 | MODULE,CONTROLLER,ETHERNET | 1046415-76 | Tarkwa | N/A | 1 | N/A |  |  | 1 | IN STOCK
0322-1046415-77 | MODULE,CONTROLLER,C | 1046415-77 | Tarkwa | N/A | 0 | N/A |  |  | 0 | OUT OF STOCK
0323-1051747-8 | VALVE,RELIEF,1.0 IN,15 PSIG | 1051747-8 | Tarkwa | N/A | 1 | N/A |  |  | 1 | IN STOCK
0324-1051931-67 | BASE,TERMINAL,SPRING,-20-+70 C | 1051931-67 | Tarkwa | N/A | 5 | N/A |  |  | 5 | IN STOCK
0325-1051931-67 | BASE,TERMINAL,SPRING,-20-+70 C | 1051931-67 | Tarkwa | N/A | 0 | N/A |  |  | 0 | OUT OF STOCK
0326-1051931-69 | BASE,TEMPERATURE,SPRING | 1051931-69 | Tarkwa | N/A | 3 | N/A |  |  | 3 | IN STOCK
0327-1051931-69 | BASE,TEMPERATURE,SPRING | 1051931-69 | Tarkwa | N/A | 0 | N/A |  |  | 0 | OUT OF STOCK
0328-1051931-71 | BASE,GENERIC,SPRING,-20-+70 C | 1051931-71 | Tarkwa | N/A | 6 | N/A |  |  | 6 | IN STOCK
0329-1051931-71 | BASE,GENERIC,SPRING,-20-+70 C | 1051931-71 | Tarkwa | N/A | 0 | N/A |  |  | 0 | OUT OF STOCK
0330-1052120-1 | TRANSMITTER,DP,25 IN-H2O | 1052120-1 | Tarkwa | N/A | 2 | N/A |  |  | 2 | IN STOCK
0331-1052120-1 | TRANSMITTER,DP,25 IN-H2O | 1052120-1 | Tarkwa | N/A | 0 | N/A |  |  | 0 | OUT OF STOCK
0332-1052120-4 | TRANSMITTER,DP,300 PSI,DIGITAL | 1052120-4 | Tarkwa | N/A | 1 | N/A |  |  | 1 | IN STOCK
0333-1052120-6 | TRANSMITTER,DP,2000 PSI | 1052120-6 | Tarkwa | N/A | 2 | N/A |  |  | 2 | IN STOCK
0334-1052120-6 | TRANSMITTER,DP,2000 PSI | 1052120-6 | Tarkwa | N/A | 0 | N/A |  |  | 0 | OUT OF STOCK
0335-1052168-2 | TRANSMITTER,PRESS,150 PSI | 1052168-2 | Tarkwa | N/A | 1 | N/A |  |  | 1 | IN STOCK
0336-1052168-3 | TRANSMITTER,PRESS,800 PSI | 1052168-3 | Tarkwa | N/A | 2 | N/A |  |  | 2 | IN STOCK
0337-1053038-30 | ISOLATOR,SMART TRAN | 1053038-30 | Tarkwa | N/A | 0 | N/A |  |  | 0 | OUT OF STOCK
0338-1053834-11 | MONITOR,CONTROL,BU OVERSPEED | 1053834-11 | Tarkwa | N/A | 1 | N/A |  |  | 1 | IN STOCK
0339-1053834-13 | MONITOR,CONTROL,BU OVERSPEED | 1053834-13 | Tarkwa | N/A | 2 | N/A |  |  | 2 | IN STOCK
0340-1053923-15 | SWITCH,PRESSURE,DPDT,AIR,GAS | 1053923-15 | Tarkwa | N/A | 1 | N/A |  |  | 1 | IN STOCK
0341-1053923-53 | SWITCH,PRESSURE,12 PSI,DPDT | 1053923-53 | Tarkwa | N/A | 2 | N/A |  |  | 2 | IN STOCK
0342-1053923-53 | SWITCH,PRESSURE,12 PSI,DPDT | 1053923-53 | Tarkwa | N/A | 0 | N/A |  |  | 0 | OUT OF STOCK
0343-1053923-68 | SWITCH,PRESSURE,10 PSI,DPDT | 1053923-68 | Tarkwa | N/A | 1 | N/A |  |  | 1 | IN STOCK
0344-1053929-16 | SWITCH,DP,500 PSI,125 V,DPDT | 1053929-16 | Tarkwa | N/A | 1 | N/A |  |  | 1 | IN STOCK
0345-1053929-6 | SWITCH,DP,500 PSI,125 V,DPDT | 1053929-6 | Tarkwa | N/A | 1 | N/A |  |  | 1 | IN STOCK
0346-1054987-500 | FAN,ASSY,VANE AXIAL 20 HP | 1054987-500 | Tarkwa | N/A | 1 | N/A |  |  | 1 | IN STOCK
0347-1056244-2 | MODULE,FIRE SYSTEM,POWER | 1056244-2 | Tarkwa | N/A | 2 | N/A |  |  | 2 | IN STOCK
0348-1056244-27 | MODULE,FIRE SYSTEM,CONTROLLER | 1056244-27 | Tarkwa | N/A | 1 | N/A |  |  | 1 | IN STOCK
0349-1056244-3 | MODULE,FIRE SYSTEM,DCIO | 1056244-3 | Tarkwa | N/A | 1 | N/A |  |  | 1 | IN STOCK
0350-1056244-3 | MODULE,FIRE SYSTEM,DCIO | 1056244-3 | Tarkwa | N/A | 1 | N/A |  |  | 1 | IN STOCK
0351-1056244-5 | MODULE,FIRE SYSTEM,EDIO | 1056244-5 | Tarkwa | N/A | 0 | N/A |  |  | 0 | OUT OF STOCK
0352-1059700-11 | VALVE,CHECK,3 IN | 1059700-11 | Tarkwa | N/A | 1 | N/A |  |  | 1 | IN STOCK
0353-1059700-2 | VALVE,CHECK,3 IN | 1059700-2 | Tarkwa | N/A | 1 | N/A |  |  | 1 | IN STOCK
0354-1059700-3 | VALVE,CHECK,1.5 IN | 1059700-3 | Tarkwa | N/A | 1 | N/A |  |  | 1 | IN STOCK
0355-1059700-5 | VALVE,CHECK,3 IN | 1059700-5 | Tarkwa | N/A | 1 | N/A |  |  | 1 | IN STOCK
0356-1059700-7 | VALVE,CHECK,3 IN | 1059700-7 | Tarkwa | N/A | 1 | N/A |  |  | 1 | IN STOCK
0357-1060817-20 | KIT,ELEMENT,CARTRIDGE,PLEATED | 1060817-20 | Tarkwa | N/A | 7 | N/A |  |  | 7 | IN STOCK
0358-1060817-50 | KIT,ELEMENT,CARTRIDGE,PLEATED | 1060817-50 | Tarkwa | N/A | 4 | N/A |  |  | 4 | IN STOCK
0359-1061979-1 | RELAY,DPDT,6 A | 1061979-1 | Tarkwa | N/A | 0 | N/A |  |  | 0 | OUT OF STOCK
0360-1062257-2 | VALVE,SOLENOID,QUICK EXH,0.375 | 1062257-2 | Tarkwa | N/A | 2 | N/A |  |  | 2 | IN STOCK
0361-1062257-2 | VALVE,SOLENOID,QUICK EXH,0.375 | 1062257-2 | Tarkwa | N/A | 0 | N/A |  |  | 0 | OUT OF STOCK
0362-1062883-100 | VALVE ASSY,BALL,PNEU | 1062883-100 | Tarkwa | N/A | 2 | N/A |  |  | 2 | IN STOCK
0363-1062883-3 | ACTUATOR,ROTARY,PNEU | 1062883-3 | Tarkwa | N/A | 2 | N/A |  |  | 2 | IN STOCK
0364-1064721-12 | VALVE,HAND,BALL,0.75 IN,150 | 1064721-12 | Tarkwa | N/A | 1 | N/A |  |  | 1 | IN STOCK
0365-1064721-13 | VALVE,HAND,BALL,0.375 IN,150 | 1064721-13 | Tarkwa | N/A | 1 | N/A |  |  | 1 | IN STOCK
0366-1064721-14 | VALVE,HAND,NEEDLE,0.25 IN,150 | 1064721-14 | Tarkwa | N/A | 1 | N/A |  |  | 1 | IN STOCK
0367-1064728-7 | KIT,REPAIR,VALVE,TRANSFER,LO | 1064728-7 | Tarkwa | N/A | 2 | N/A |  |  | 2 | IN STOCK
0368-1064728-7 | KIT,REPAIR,VALVE,TRANSFER,LO | 1064728-7 | Tarkwa | N/A | 0 | N/A |  |  | 0 | OUT OF STOCK
0369-1064851-1 | SWITCH,PUSHBUTTON,3PST,BLACK | 1064851-1 | Tarkwa | N/A | 1 | N/A |  |  | 1 | IN STOCK
0370-1064851-2 | SWITCH,SELECTOR,3-POSITION | 1064851-2 | Tarkwa | N/A | 2 | N/A |  |  | 2 | IN STOCK
0371-1064851-2 | SWITCH,SELECTOR,3-POSITION | 1064851-2 | Tarkwa | N/A | 0 | N/A |  |  | 0 | OUT OF STOCK
0372-1064851-3 | SWITCH,KEY,3-POSITION,3PST | 1064851-3 | Tarkwa | N/A | 1 | N/A |  |  | 1 | IN STOCK
0373-1064851-5 | SWITCH,PUSHBUTTON,RED,MUSHROOM | 1064851-5 | Tarkwa | N/A | 2 | N/A |  |  | 2 | IN STOCK
0374-1064851-5 | SWITCH,PUSHBUTTON,RED,MUSHROOM | 1064851-5 | Tarkwa | N/A | 0 | N/A |  |  | 0 | OUT OF STOCK
0375-1064851-6 | INDICATOR,LIGHTED | 1064851-6 | Tarkwa | N/A | 6 | N/A |  |  | 6 | IN STOCK
0376-1064963-7 | PUMP, LUBE OIL, 410 GPM, 150 PSI | 1064963-7 | Tarkwa | N/A | 0 | N/A |  |  | 0 | OUT OF STOCK
0377-1064963-77661 | PUMP/MOTOR, LUBE OIL, 30 HP | 1064963-77661 | Tarkwa | N/A | 0 | N/A |  |  | 0 | OUT OF STOCK
0378-1065035-101 | DETECTOR TEMP RESISTANCE | 1065035-101 | Tarkwa | N/A | 1 | N/A |  |  | 1 | IN STOCK
0379-1065035-11 | DETECTOR,TEMP,RESISTANCE | 1065035-11 | Tarkwa | N/A | 1 | N/A |  |  | 1 | IN STOCK
0380-1065035-14 | DETECTOR,TEMP,RESISTANCE | 1065035-14 | Tarkwa | N/A | 1 | N/A |  |  | 1 | IN STOCK
0381-1065035-6 | DETECTOR,TEMP,RESISTANCE | 1065035-6 | Tarkwa | N/A | 1 | N/A |  |  | 1 | IN STOCK
0382-1065717-300 | FLOWMETER,0-12000 LB./HR PPH | 1065717-300 | Tarkwa | N/A | 1 | N/A |  |  | 1 | IN STOCK
0383-1066076-100 | SENSOR T5 TC MARS (THERMOCOUPLE,TYPE- K) | 1066076-100 | Tarkwa | N/A | 15 | N/A |  |  | 15 | IN STOCK
0384-1070601-1 | TRANSMITTER,PRESS,D | 1070601-1 | Tarkwa | N/A | 0 | N/A |  |  | 0 | OUT OF STOCK
0385-1070601-2 | TRANSMITTER,PRESS,D | 1070601-2 | Tarkwa | N/A | 0 | N/A |  |  | 0 | OUT OF STOCK
0386-1071327-1 | TRANSDUCER,PRESS,1000 PSI | 1071327-1 | Tarkwa | N/A | 1 | N/A |  |  | 1 | IN STOCK
0387-1071411-1 | RELAY, TIMER, ADJUSTABLE | 1071411-1 | Tarkwa | N/A | 4 | N/A |  |  | 4 | IN STOCK
0388-1071411-1 | RELAY, TIMER, ADJUSTABLE | 1071411-1 | Tarkwa | N/A | 0 | N/A |  |  | 0 | OUT OF STOCK
0389-1071411-3 | RELAY,TIMER,WATCHDOG,24 VDC,2 | 1071411-3 | Tarkwa | N/A | 5 | N/A |  |  | 5 | IN STOCK
0390-1071411-3 | RELAY,TIMER,WATCHDOG,24 VDC,2 | 1071411-3 | Tarkwa | N/A | 0 | N/A |  |  | 0 | OUT OF STOCK
0391-1071905-100 | THERMOCOUPLE,TYPE-N | 1071905-100 | Tarkwa | N/A | 1 | N/A |  |  | 1 | IN STOCK
0392-1076251-1 | RELAY,24 VDC,10 A | 1076251-1 | Tarkwa | N/A | 1 | N/A |  |  | 1 | IN STOCK
0393-1076251-2 | SOCKET,RELAY,24 VDC,10 A | 1076251-2 | Tarkwa | N/A | 3 | N/A |  |  | 3 | IN STOCK
0394-1076251-2 | SOCKET,RELAY,24 VDC,10 A | 1076251-2 | Tarkwa | N/A | 0 | N/A |  |  | 0 | OUT OF STOCK
0395-1078325-1 | DETECTOR,GAS,METHANE (CH4),LON | 1078325-1 | Tarkwa | N/A | 6 | N/A |  |  | 6 | IN STOCK
0396-1078325-18 | O-RING,COVER,DETECT | 1078325-18 | Tarkwa | N/A | 0 | N/A |  |  | 0 | OUT OF STOCK
0397-1078325-5 | DETECTOR,GAS,METHANE (CH4),LON | 1078325-5 | Tarkwa | N/A | 2 | N/A |  |  | 2 | IN STOCK
0398-1083334-100 | VALVE ASSY | 1083334-100 | Tarkwa | N/A | 1 | N/A |  |  | 1 | IN STOCK
0399-1085271-1001 | MODULE,VFD,INTERFACE | 1085271-1001 | Tarkwa | N/A | 1 | N/A |  |  | 1 | IN STOCK
0400-1085271-1002 | CARD,VFD,I/O,POWERFLEX 700VC | 1085271-1002 | Tarkwa | N/A | 1 | N/A |  |  | 1 | IN STOCK
0401-1085271-1003 | MODULE,VFD,INTERFACE | 1085271-1003 | Tarkwa | N/A | 1 | N/A |  |  | 1 | IN STOCK
0402-1085271-1004 | CASSETTE,VFD | 1085271-1004 | Tarkwa | N/A | 1 | N/A |  |  | 1 | IN STOCK
0403-1087491-3 | ELEMENT,FLTR,AIR,GAS FUEL,CYL | 1087491-3 | Tarkwa | N/A | 12 | N/A |  |  | 12 | IN STOCK
0404-1089240-10 | MODULE, FLEX, FAST ANALOG, 2 IN | 1089240-10 | Tarkwa | N/A | 3 | N/A |  |  | 3 | IN STOCK
0405-1089240-10 | MODULE, FLEX, FAST ANALOG, 2 IN | 1089240-10 | Tarkwa | N/A | 0 | N/A |  |  | 0 | OUT OF STOCK
0406-1089240-11 | MODULE,FLEX,FAST ANALOG,4 OUT | 1089240-11 | Tarkwa | N/A | 3 | N/A |  |  | 3 | IN STOCK
0407-1089240-11 | MODULE,FLEX,FAST ANALOG,4 OUT | 1089240-11 | Tarkwa | N/A | 0 | N/A |  |  | 0 | OUT OF STOCK
0408-1089240-18 | MODULE,FLEX,ANALOG,8 IN,HART | 1089240-18 | Tarkwa | N/A | 2 | N/A |  |  | 2 | IN STOCK
0409-1089240-18 | MODULE,FLEX,ANALOG,8 IN,HART | 1089240-18 | Tarkwa | N/A | 0 | N/A |  |  | 0 | OUT OF STOCK
0410-1089240-2 | MODULE,FLEX,DISCRETE,16 IN | 1089240-2 | Tarkwa | N/A | 7 | N/A |  |  | 7 | IN STOCK
0411-1089240-2 | MODULE,FLEX,DISCRETE,16 IN | 1089240-2 | Tarkwa | N/A | 0 | N/A |  |  | 0 | OUT OF STOCK
0412-1089240-29 | MODULE,FLEX,FAST COUNTER,2 IN | 1089240-29 | Tarkwa | N/A | 2 | N/A |  |  | 2 | IN STOCK
0413-1089240-3 | MODULE,FLEX,DISCRETE,10 IN/6 | 1089240-3 | Tarkwa | N/A | 4 | N/A |  |  | 4 | IN STOCK
0414-1089240-3 | MODULE,FLEX,DISCRETE,10 IN/6 | 1089240-3 | Tarkwa | N/A | 0 | N/A |  |  | 0 | OUT OF STOCK
0415-1089240-30 | MODULE, FLEX, ADAPTER | 1089240-30 | Tarkwa | N/A | 4 | N/A |  |  | 4 | IN STOCK
0416-1089240-30 | MODULE, FLEX, ADAPTER | 1089240-30 | Tarkwa | N/A | 0 | N/A |  |  | 0 | OUT OF STOCK
0417-1089240-31 | MODULE,FLEX,FAST RTD/TC,8 IN | 1089240-31 | Tarkwa | N/A | 5 | N/A |  |  | 5 | IN STOCK
0418-1089240-31 | MODULE,FLEX,FAST RTD/TC,8 IN | 1089240-31 | Tarkwa | N/A | 0 | N/A |  |  | 0 | OUT OF STOCK
0419-1089240-32 | MODULE,FLEX,ADAPTER | 1089240-32 | Tarkwa | N/A | 2 | N/A |  |  | 2 | IN STOCK
0420-1089240-32 | MODULE,FLEX,ADAPTER | 1089240-32 | Tarkwa | N/A | 0 | N/A |  |  | 0 | OUT OF STOCK
0421-1089240-4 | MODULE,FLEX,DISCRETE,8 OUT | 1089240-4 | Tarkwa | N/A | 5 | N/A |  |  | 5 | IN STOCK
0422-1089240-4 | MODULE,FLEX,DISCRETE,8 OUT | 1089240-4 | Tarkwa | N/A | 0 | N/A |  |  | 0 | OUT OF STOCK
0423-1089240-5 | MODULE,FLEX,DISCRETE,16 OUT | 1089240-5 | Tarkwa | N/A | 4 | N/A |  |  | 4 | IN STOCK
0424-1089240-5 | MODULE,FLEX,DISCRETE,16 OUT | 1089240-5 | Tarkwa | N/A | 0 | N/A |  |  | 0 | OUT OF STOCK
0425-1089240-7 | MODULE,FLEX,ANALOG,8 IN | 1089240-7 | Tarkwa | N/A | 4 | N/A |  |  | 4 | IN STOCK
0426-1089240-7 | MODULE,FLEX,ANALOG,8 IN | 1089240-7 | Tarkwa | N/A | 0 | N/A |  |  | 0 | OUT OF STOCK
0427-1089241-28 | POWER SUPPLY,42 W,24 VDC | 1089241-28 | Tarkwa | N/A | 1 | N/A |  |  | 1 | IN STOCK
0428-1089241-30 | MODULE,CONTROLLER | 1089241-30 | Tarkwa | N/A | 1 | N/A |  |  | 1 | IN STOCK
0429-1089241-36 | MODULE,COMMUNICATION,ETHERNET | 1089241-36 | Tarkwa | N/A | 1 | N/A |  |  | 1 | IN STOCK
0430-1089241-40 | MODULE,COMMUNICATION,ETHERNET | 1089241-40 | Tarkwa | N/A | 1 | N/A |  |  | 1 | IN STOCK
0431-1089241-4 | MODULE,COMMUNICATION,ETHERNET | 1089241-4 | Tarkwa | N/A | 1 | N/A |  |  | 1 | IN STOCK
0432-1089636-1 | VALVE,RELIEF,3000 PSI | 1089636-1 | Tarkwa | N/A | 1 | N/A |  |  | 1 | IN STOCK
0433-1090121-201 | COLLECTOR ASSY, EXHAUST | 1090121-201 | Tarkwa | N/A | 2 | N/A |  |  | 2 | IN STOCK
0434-1091605-100 | VALVE,SOLENOID,3-WAY,0.5 IN,24 | 1091605-100 | Tarkwa | N/A | 1 | N/A |  |  | 1 | IN STOCK
0435-1097483-102 | KIT, RETROFIT, POWER SUPPLY | 1097483-102 | Tarkwa | N/A | 1 | N/A |  |  | 1 | IN STOCK
0436-1097483-103 | KIT, RETROFIT, POWER SUPPLY | 1097483-103 | Tarkwa | N/A | 1 | N/A |  |  | 1 | IN STOCK
0437-1097965-103 | THERMOCOUPLE,TYPE-N | 1097965-103 | Tarkwa | N/A | 1 | N/A |  |  | 1 | IN STOCK
0438-1097965-103 | THERMOCOUPLE,TYPE-N | 1097965-103 | Tarkwa | N/A | 1 | N/A |  |  | 1 | IN STOCK
0439-1098088-400 | VALVE ASSY,BALL,SHUT OFF,PNEU | 1098088-400 | Tarkwa | N/A | 1 | N/A |  |  | 1 | IN STOCK
0440-1105411-1 | CONDITIONER,SIGNAL | 1105411-1 | Tarkwa | N/A | 1 | N/A |  |  | 1 | IN STOCK
0441-1105411-3 | TRANSDUCER, PRESS, 290 PSIG | 1105411-3 | Tarkwa | N/A | 1 | N/A |  |  | 1 | IN STOCK
0442-1105411-6 | SEAL,0.094 IN THK,INCONEL 600 | 1105411-6 | Tarkwa | N/A | 4 | N/A |  |  | 4 | IN STOCK
0443-1105411-7 | CABLE ARMORED, CIRCULAR | 1105411-7 | Tarkwa | N/A | 1 | N/A |  |  | 1 | IN STOCK
0444-1109803-52 | TRANSMITTER,PRESS,1450 PSI | 1109803-52 | Tarkwa | N/A | 2 | N/A |  |  | 2 | IN STOCK
0445-1109803-74 | TRANSMITTER, PRESS, 1450 PSI | 1109803-74 | Tarkwa | N/A | 2 | N/A |  |  | 2 | IN STOCK
0446-1109804-50 | TRANSMITTER,DP,400 IN-H2O | 1109804-50 | Tarkwa | N/A | 1 | N/A |  |  | 1 | IN STOCK
0447-1109805-50 | TRANSMITTER,PRESS,290 PSIA | 1109805-50 | Tarkwa | N/A | 1 | N/A |  |  | 1 | IN STOCK
0448-1112342-1001 | DRIVE, VAR FREQ | 1112342-1001 | Tarkwa | N/A | 2 | N/A |  |  | 2 | IN STOCK
0449-1113568-100 | HORN,NON-EP,GRAY | 1113568-100 | Tarkwa | N/A | 1 | N/A |  |  | 1 | IN STOCK
0450-1119585-400 | ACTUATOR,LINEAR,ELEC | 1119585-400 | Tarkwa | N/A | 1 | N/A |  |  | 1 | IN STOCK
0451-112015-1 | ADHESIVE,THREADLOCK | 112015-1 | Tarkwa | N/A | 2 | N/A |  |  | 2 | IN STOCK
0452-1121541-1 | GASKET,14.05 ID,18.00 OD,0.03 | 1121541-1 | Tarkwa | N/A | 2 | N/A |  |  | 2 | IN STOCK
0453-1123141-2025 | VALVE ASSY,BALL,PNEU,2.0 IN | 1123141-2025 | Tarkwa | N/A | 1 | N/A |  |  | 1 | IN STOCK
0454-1128747-2 | SENSOR,VEL,PIEZOELECTRIC | 1128747-2 | Tarkwa | N/A | 1 | N/A |  |  | 1 | IN STOCK
0455-1153826-101 | KIT,INSTL,STARTER W/REDUCER | 1153826-101 | Tarkwa | N/A | 1 | N/A |  |  | 1 | IN STOCK
0456-118602-23 | STRAINER,MESH,1.0 | 118602-23 | Tarkwa | N/A | 0 | N/A |  |  | 0 | OUT OF STOCK
0457-120022-7 | BOLT,HEX,0.375-16 X 1.25 IN,B7 | 120022-7 | Tarkwa | N/A | 67 | N/A |  |  | 67 | IN STOCK
0458-120022-7 | BOLT,HEX,0.375-16 X 1.25 IN,B7 | 120022-7 | Tarkwa | N/A | 2400 | N/A |  |  | 2400 | IN STOCK
0459-120667-10 | SWITCH,LEVEL,FLOAT,5171 KPA | 120667-10 | Tarkwa | N/A | 2 | N/A |  |  | 2 | IN STOCK
0460-120710-1 | CABLE,IGNITION,84.0 IN | 120710-1 | Tarkwa | N/A | 1 | N/A |  |  | 1 | IN STOCK
0461-120713-39 | KIT,REPAIR,135F,3 IN REG,TEMP | 120713-39 | Tarkwa | N/A | 1 | N/A |  |  | 1 | IN STOCK
0462-120848-4 | STRAINER,Y-TYPE,0.75 | 120848-4 | Tarkwa | N/A | 2 | N/A |  |  | 2 | IN STOCK
0463-124907-14 | GROMMET,0.965 OD | 124907-14 | Tarkwa | N/A | 3 | N/A |  |  | 3 | IN STOCK
0464-124907-17 | GROMMET,0.965 OD,0.994 IN | 124907-17 | Tarkwa | N/A | 2 | N/A |  |  | 2 | IN STOCK
0465-124907-4 | GROMMET,0.965 OD | 124907-4 | Tarkwa | N/A | 2 | N/A |  |  | 2 | IN STOCK
0466-124907-7 | GROMMET,0.965 OD (GROMMET, WIRE, INSTRUMENT, 2-HOLE) | 124907-7 | Tarkwa | N/A | 4 | N/A |  |  | 4 | IN STOCK
0467-1286570-1 | POWER SUPPLY,1260 W,28 VDC | 1286570-1 | Tarkwa | N/A | 1 | N/A |  |  | 1 | IN STOCK
0468-1300392-0206 | GASKET, SPIRAL, 2.0, CL150, RF | 1300392-0206 | Tarkwa | N/A | 10 | N/A |  |  | 10 | IN STOCK
0469-1300392-0207 | GASKET,SPIRAL,2.5,C | 1300392-0207 | Tarkwa | N/A | 2 | N/A |  |  | 2 | IN STOCK
0470-1300392-0208 | GASKET,SPIRAL,3.0,CL150,RF | 1300392-0208 | Tarkwa | N/A | 10 | N/A |  |  | 10 | IN STOCK
0471-1300392-0212 | GASKET,SPIRAL,6.0,CL150,RF | 1300392-0212 | Tarkwa | N/A | 4 | N/A |  |  | 4 | IN STOCK
0472-1300392-0406 | GASKET,SPIRAL,2.0,CL300,RF | 1300392-0406 | Tarkwa | N/A | 10 | N/A |  |  | 10 | IN STOCK
0473-1300392-0408 | GASKET, SPIRAL, 3.0, CL300, RF | 1300392-0408 | Tarkwa | N/A | 4 | N/A |  |  | 4 | IN STOCK
0474-131248-10 | VALVE,HAND,BALL,2 IN | 131248-10 | Tarkwa | N/A | 1 | N/A |  |  | 1 | IN STOCK
0475-1322418-11 | MODULE,VIB,DYNAMIC | 1322418-11 | Tarkwa | N/A | 0 | N/A |  |  | 0 | OUT OF STOCK
0476-1322418-20 | BASE,VIBRATION,RA 1444,DYN | 1322418-20 | Tarkwa | N/A | 1 | N/A |  |  | 1 | IN STOCK
0477-1322418-31 | MODULE,VIB,TACHOMETER,RA 1444 | 1322418-31 | Tarkwa | N/A | 1 | N/A |  |  | 1 | IN STOCK
0478-1322418-40 | BASE,VIBRATION,RA 1444 | 1322418-40 | Tarkwa | N/A | 1 | N/A |  |  | 1 | IN STOCK
0479-136578-1 | INJECTOR, TORCH | 136578-1 | Tarkwa | N/A | 1 | N/A |  |  | 1 | IN STOCK
0480-136845-1 | GASKET,1.85 X .62IN,.032 | 136845-1 | Tarkwa | N/A | 12 | N/A |  |  | 12 | IN STOCK
0481-1402159-1 | VALVE,NEEDLE,MAN,0.375 IN,500 | 1402159-1 | Tarkwa | N/A | 1 | N/A |  |  | 1 | IN STOCK
0482-1402160-2 | VALVE,BALL,MANUAL,2 IN,500 PSI | 1402160-2 | Tarkwa | N/A | 1 | N/A |  |  | 1 | IN STOCK
0483-1425291-4 | VALVE,HAND,BALL,0.5 IN,150 PSI | 1425291-4 | Tarkwa | N/A | 1 | N/A |  |  | 1 | IN STOCK
0484-1425291-5 | VALVE,HAND,NEEDLE,0.5 IN,150 | 1425291-5 | Tarkwa | N/A | 2 | N/A |  |  | 2 | IN STOCK
0485-1425291-6 | ELEMENT,OIL | 1425291-6 | Tarkwa | N/A | 2 | N/A |  |  | 2 | IN STOCK
0486-1425291-7 | KIT,REPAIR,VALVE,TRANSFER,LO | 1425291-7 | Tarkwa | N/A | 1 | N/A |  |  | 1 | IN STOCK
0487-1425294-10 | VALVE,RELIEF,1.5 IN,150 PSI | 1425294-10 | Tarkwa | N/A | 1 | N/A |  |  | 1 | IN STOCK
0488-1425295-10 | REGULATOR,TEMP,130 DEGF,3 IN | 1425295-10 | Tarkwa | N/A | 0 | N/A |  |  | 0 | OUT OF STOCK
0489-1425295-50 | REGULATOR,TEMP,120 DEGF,3 IN | 1425295-50 | Tarkwa | N/A | 1 | N/A |  |  | 1 | IN STOCK
0490-1425296-3Y311 | REGULATOR,PRESS,2 IN,35 PSI | 1425296-3Y311 | Tarkwa | N/A | 1 | N/A |  |  | 1 | IN STOCK
0491-1425296-3Y311 | REGULATOR,PRESS,2 IN,35 PSI | 1425296-3Y311 | Tarkwa | N/A | 1 | N/A |  |  | 1 | IN STOCK
0492-1426550-10 | ELEMENT,FLTR,OIL,CYL | 1426550-10 | Tarkwa | N/A | 0 | N/A |  |  | 0 | OUT OF STOCK
0493-1449165-30 | COUPLING,CUSHION,PMP/MTR,3.0 | 1449165-30 | Tarkwa | N/A | 1 | N/A |  |  | 1 | IN STOCK
0494-1449166-1 | ELEMENT, AIR, FIBER GLASS | 1449166-1 | Tarkwa | N/A | 4 | N/A |  |  | 4 | IN STOCK
0495-1449512-100 | PUMP,OIL,LUBE,455.6,552.8 LPM | 1449512-100 | Tarkwa | N/A | 1 | N/A |  |  | 1 | IN STOCK
0496-1449512-100 | PUMP, OIL, LUBE, 455.6,552.8 LPM | 1449512-100 | Tarkwa | N/A | 1 | N/A |  |  | 1 | IN STOCK
0497-1449512-30 | COUPLING,CUSHION,PMP/MTR,4.51 | 1449512-30 | Tarkwa | N/A | 1 | N/A |  |  | 1 | IN STOCK
0498-1449513-1 | MOTOR,ELEC,115 VDC | 1449513-1 | Tarkwa | N/A | 1 | N/A |  |  | 1 | IN STOCK
0499-1453006-1 | TRANSMITTER,LEVEL,GUIDED RADAR | 1453006-1 | Tarkwa | N/A | 1 | N/A |  |  | 1 | IN STOCK
0500-1453040-5 | DETECTOR, FLAME, UV/IR | 1453040-5 | Tarkwa | N/A | 1 | N/A |  |  | 1 | IN STOCK
0501-1453630-1 | MOTOR ELEC 7.5 HP, 460 VAC, 60 | 1453630-1 | Tarkwa | N/A | 1 | N/A |  |  | 1 | IN STOCK
0502-1453630-2 | MOTOR,ELEC,1.5 HP,460 VAC,60 | 1453630-2 | Tarkwa | N/A | 1 | N/A |  |  | 1 | IN STOCK
0503-1455351-100 | COUPLING,GEARBOX,BL | 1455351-100 | Tarkwa | N/A | 0 | N/A |  |  | 0 | OUT OF STOCK
0504-1470281-3 | SENSOR,SPEED,PASSIVE | 1470281-3 | Tarkwa | N/A | 1 | N/A |  |  | 1 | IN STOCK
0505-136544-4 | SENSOR,SPEED,PASSIVE | 136544-4 | Tarkwa | N/A | 2 | N/A |  |  | 2 | IN STOCK
0506-1470281-9 | SENSOR,SPEED,PASSIVE | 1470281-9 | Tarkwa | N/A | 1 | N/A |  |  | 1 | IN STOCK
0507-1470281-9 | SENSOR,SPEED,PASSIVE | 1470281-9 | Tarkwa | N/A | 1 | N/A |  |  | 1 | IN STOCK
0508-1479391-3 | ELEMENT, FLTR,MIST, CART, CYL, FGL | 1479391-3 | Tarkwa | N/A | 0 | N/A |  |  | 0 | OUT OF STOCK
0509-1482661-1 | GASKET,9.93 ID,13.78 OD,0.031 | 1482661-1 | Tarkwa | N/A | 3 | N/A |  |  | 3 | IN STOCK
0510-1482661-1 | GASKET,9.93 ID,13.78 OD,0.031 | 1482661-1 | Tarkwa | N/A | 0 | N/A |  |  | 0 | OUT OF STOCK
0511-1483682-10 | SWITCH,PUSHBUTTON,NO/NC,5 A,24 | 1483682-10 | Tarkwa | N/A | 1 | N/A |  |  | 1 | IN STOCK
0512-1483682-11 | SWITCH,PUSHBUTTON,NO/NC,5 A,24 | 1483682-11 | Tarkwa | N/A | 1 | N/A |  |  | 1 | IN STOCK
0513-1483682-12 | SWITCH,PUSHBUTTON,NO/NC,5 A,24 | 1483682-12 | Tarkwa | N/A | 1 | N/A |  |  | 1 | IN STOCK
0514-1483682-14 | SWITCH,SELECTOR,3-POSITION | 1483682-14 | Tarkwa | N/A | 1 | N/A |  |  | 1 | IN STOCK
0515-1483682-15 | SWITCH,SELECTOR,2-POSITION | 1483682-15 | Tarkwa | N/A | 1 | N/A |  |  | 1 | IN STOCK
0516-1483682-18 | HORN,BLACK | 1483682-18 | Tarkwa | N/A | 1 | N/A |  |  | 1 | IN STOCK
0517-1483682-20 | SWITCH,PUSHBUTTON,NC/NC,5 A | 1483682-20 | Tarkwa | N/A | 1 | N/A |  |  | 1 | IN STOCK
0518-1483682-26 | SWITCH,KEY,2-POSITION,5 A,120 | 1483682-26 | Tarkwa | N/A | 1 | N/A |  |  | 1 | IN STOCK
0519-1483682-29 | DIODE,POWER,CLAMPING,600 V,5 A | 1483682-29 | Tarkwa | N/A | 2 | N/A |  |  | 2 | IN STOCK
0520-1483682-30 | SWITCH,KEY,2-POSITION,NC/NC,5 | 1483682-30 | Tarkwa | N/A | 1 | N/A |  |  | 1 | IN STOCK
0521-1483682-6 | SWITCH,PUSHBUTTON,NO/NC,5 A | 1483682-6 | Tarkwa | N/A | 1 | N/A |  |  | 1 | IN STOCK
0522-1503046-1 | RELAY,UNDERVOLTAGE,230 VAC,5 A | 1503046-1 | Tarkwa | N/A | 1 | N/A |  |  | 1 | IN STOCK
0523-1503048-1 | MODULE, RELAY, OUTPUT | 1503048-1 | Tarkwa | N/A | 1 | N/A |  |  | 1 | IN STOCK
0524-1503049-1 | RELAY,15 A | 1503049-1 | Tarkwa | N/A | 1 | N/A |  |  | 1 | IN STOCK
0525-1503049-2 | RELAY,10 A | 1503049-2 | Tarkwa | N/A | 2 | N/A |  |  | 2 | IN STOCK
0526-1503049-2 | RELAY,10 A | 1503049-2 | Tarkwa | N/A | 0 | N/A |  |  | 0 | OUT OF STOCK
0527-1503049-3 | RELAY,10 A | 1503049-3 | Tarkwa | N/A | 1 | N/A |  |  | 1 | IN STOCK
0528-1503050-3 | BREAKER,CIRCUIT,2 A,BLANK,RAIL | 1503050-3 | Tarkwa | N/A | 1 | N/A |  |  | 1 | IN STOCK
0529-154554-12 | FAN,VENT,24 VDC | 154554-12 | Tarkwa | N/A | 3 | N/A |  |  | 3 | IN STOCK
0530-154554-12 | FAN,VENT,24 VDC | 154554-12 | Tarkwa | N/A | 0 | N/A |  |  | 0 | OUT OF STOCK
0531-154554-9 | FAN,SINGLE,VENT,24 VDC | 154554-9 | Tarkwa | N/A | 3 | N/A |  |  | 3 | IN STOCK
0532-154554-9 | FAN,SINGLE,VENT,24 VDC | 154554-9 | Tarkwa | N/A | 0 | N/A |  |  | 0 | OUT OF STOCK
0533-1577354-4000 | COMPUTER SYS,TT4000 SGL UNIT | 1577354-4000 | Tarkwa | N/A | 1 | N/A |  |  | 1 | IN STOCK
0534-1117722-1 | SYNCHRONOSCOPE 50 HZ | 1117722-1 | Tarkwa | N/A | 1 | N/A |  |  | 1 | IN STOCK
0535-186891-10 | METER VOLT 0-200 VDC ANALOG | 186891-10 | Tarkwa | N/A | 1 | N/A |  |  | 1 | IN STOCK
0536-1012991-75 | MOTOR ELEC 150 HP 380 VAC 3 BH | 1012991-75 | Tarkwa | N/A | 1 | N/A |  |  | 1 | IN STOCK
0537-1658175-2 | STARTER,150 HP,380 VAC,75 HZ,3 | 1658175-2 | Tarkwa | N/A | 0 | N/A |  |  | 0 | OUT OF STOCK
0538-171481-1 | NUT | 171481-1 | Tarkwa | N/A | 48 | N/A |  |  | 48 | IN STOCK
0539-172439-2 | PACKING,BLEED AIR | 172439-2 | Tarkwa | N/A | 26 | N/A |  |  | 26 | IN STOCK
0540-172567-1 | GASKET,5.62 X 5.62IN,.030 | 172567-1 | Tarkwa | N/A | 15 | N/A |  |  | 15 | IN STOCK
0541-173942-1 | GASKET,3.32 ID,3.68 OD,0.049 | 173942-1 | Tarkwa | N/A | 15 | N/A |  |  | 15 | IN STOCK
0542-1752326-11 | VALVE, SOLENOID, 3-WAY PSI | 1752326-11 | Tarkwa | N/A | 1 | N/A |  |  | 1 | IN STOCK
0543-1067311-2 | VALVE,SOLENOID,3-WAY,0.5 IN | 1067311-2 | Tarkwa | N/A | 1 | N/A |  |  | 1 | IN STOCK
0544-1031757-109 | VALVE ASSY,BLEED | 1031757-109 | Tarkwa | N/A | 1 | N/A |  |  | 1 | IN STOCK
0545-1031757-206 | VALVE,BLEED,ELECTRIC,4.0 IN | 1031757-206 | Tarkwa | N/A | 1 | N/A |  |  | 1 | IN STOCK
0546-186232-2700 | VALVE ASSY,BALL,PNEU,2.0 IN | 186232-2700 | Tarkwa | N/A | 1 | N/A |  |  | 1 | IN STOCK
0547-186232-2900 | VALVE ASSY BALL | 186232-2900 | Tarkwa | N/A | 1 | N/A |  |  | 1 | IN STOCK
0548-186232-39 | VALVE,BALL,2.0 IN,675 PSI | 186232-39 | Tarkwa | N/A | 1 | N/A |  |  | 1 | IN STOCK
0549-186273-1 | REGULATOR,PRESS,POPPET,0.25 IN | 186273-1 | Tarkwa | N/A | 1 | N/A |  |  | 1 | IN STOCK
0550-186273-2 | REGULATOR,PRESS,POPPET | 186273-2 | Tarkwa | N/A | 1 | N/A |  |  | 1 | IN STOCK
0551-186273-36 | REGULATOR,PRESS,POPPET,0.25 IN | 186273-36 | Tarkwa | N/A | 1 | N/A |  |  | 1 | IN STOCK
0552-186276-1 | VALVE,RELIEF,0.25 IN,5000 PSIG | 186276-1 | Tarkwa | N/A | 1 | N/A |  |  | 1 | IN STOCK
0553-186406-1 | BOLT, COUPLING | 186406-1 | Tarkwa | N/A | 36 | N/A |  |  | 36 | IN STOCK
0554-186426-5 | VALVE,HAND,0.25 IN,0.50 IN | 186426-5 | Tarkwa | N/A | 1 | N/A |  |  | 1 | IN STOCK
0555-190242-3 | KIT,ELEMENT,COALESC | 190242-3 | Tarkwa | N/A | 0 | N/A |  |  | 0 | OUT OF STOCK
0556-190392-3 | VALVE,HAND,0.50 IN,6000 PSI | 190392-3 | Tarkwa | N/A | 3 | N/A |  |  | 3 | IN STOCK
0557-190392-3 | VALVE,HAND,0.50 IN,6000 PSI | 190392-3 | Tarkwa | N/A | 0 | N/A |  |  | 0 | OUT OF STOCK
0558-190537-303 | VALVE ASSY,BALL,PNEU,0.25 IN | 190537-303 | Tarkwa | N/A | 1 | N/A |  |  | 1 | IN STOCK
0559-190817-14 | DRIVER,PROBE,VIB,3300XL | 190817-14 | Tarkwa | N/A | 2 | N/A |  |  | 2 | IN STOCK
0560-190817-141 | DRIVER,PROBE,VIB,3300XL | 190817-141 | Tarkwa | N/A | 1 | N/A |  |  | 1 | IN STOCK
0561-190817-191 | DRIVER,PROBE,VIB,3300XL | 190817-191 | Tarkwa | N/A | 1 | N/A |  |  | 1 | IN STOCK
0562-190817-91 | DRIVER,PROBE,VIB,3300XL | 190817-91 | Tarkwa | N/A | 3 | N/A |  |  | 3 | IN STOCK
0563-190817-91 | DRIVER,PROBE,VIB,3300XL | 190817-91 | Tarkwa | N/A | 0 | N/A |  |  | 0 | OUT OF STOCK
0564-190826-1 | GASKET,4.38 ID,5.62 OD,0.020 | 190826-1 | Tarkwa | N/A | 63 | N/A |  |  | 63 | IN STOCK
0565-196685-1 | PLUG,BORESCOPE | 196685-1 | Tarkwa | N/A | 4 | N/A |  |  | 4 | IN STOCK
0566-1062257-1 | VALVE,SOLENOID,3-WAY,0.25 IN | 1062257-1 | Tarkwa | N/A | 3 | N/A |  |  | 3 | IN STOCK
0567-1067311-1 | VALVE,SOLENOID,3-WAY PSI | 1067311-1 | Tarkwa | N/A | 1 | N/A |  |  | 1 | IN STOCK
0568-1088209-1300 | VALVE,CONTROL,GAS FUEL | 1088209-1300 | Tarkwa | N/A | 1 | N/A |  |  | 1 | IN STOCK
0569-1088209-900 | VALVE,CONTROL,GAS FUEL | 1088209-900 | Tarkwa | N/A | 1 | N/A |  |  | 1 | IN STOCK
0570-120029-7 | VALVE,CHECK,1.312 IN | 120029-7 | Tarkwa | N/A | 1 | N/A |  |  | 1 | IN STOCK
0571-204559-1 | GASKET,6.00 ID,7.80 OD,0.032 | 204559-1 | Tarkwa | N/A | 4 | N/A |  |  | 4 | IN STOCK
0572-918777C2 | DETECTOR, TEMP, RESISTANCE | 918777C2 | Tarkwa | N/A | 1 | N/A |  |  | 1 | IN STOCK
0573-131230-6 | DETECTOR,TEMP,RESISTANCE | 131230-6 | Tarkwa | N/A | 2 | N/A |  |  | 2 | IN STOCK
0574-918801C1 | DETECTOR,TEMP,RESISTANCE | 918801C1 | Tarkwa | N/A | 1 | N/A |  |  | 1 | IN STOCK
0575-23600R1 | O-RING,SAE 023,BUNA-N | 23600R1 | Tarkwa | N/A | 100 | N/A |  |  | 100 | IN STOCK
0576-301380-200 | INJECTOR,GAS,CONVENTIONAL | 301380-200 | Tarkwa | N/A | 21 | N/A |  |  | 21 | IN STOCK
0577-301390-1 | GASKET,5.78 ID,8.6 OD,0.03125 | 301390-1 | Tarkwa | N/A | 1 | N/A |  |  | 1 | IN STOCK
0578-301479-1 | COUPLING,SPLINED | 301479-1 | Tarkwa | N/A | 1 | N/A |  |  | 1 | IN STOCK
0579-302951-200 | COUPLING,SHEAR | 302951-200 | Tarkwa | N/A | 0 | N/A |  |  | 0 | OUT OF STOCK
0580-302951-30 | SET,BOLT,SHEAR | 302951-30 | Tarkwa | N/A | 2 | N/A |  |  | 2 | IN STOCK
0581-303042-1 | GASKET,2.00 ID,3.39 OD,0.049 | 303042-1 | Tarkwa | N/A | 8 | N/A |  |  | 8 | IN STOCK
0582-303597-1 | GASKET,0.049 IN,METALLIC | 303597-1 | Tarkwa | N/A | 20 | N/A |  |  | 20 | IN STOCK
0583-304209-100 | PLUG,BORESCOPE | 304209-100 | Tarkwa | N/A | 1 | N/A |  |  | 1 | IN STOCK
0584-304223-100 | GASKET,3.76 X 2.86IN,.062THK | 304223-100 | Tarkwa | N/A | 374 | N/A |  |  | 374 | IN STOCK
0585-304649-100 | GASKET,2.82 ID,5.63 OD,0.078 | 304649-100 | Tarkwa | N/A | 27 | N/A |  |  | 27 | IN STOCK
0586-361904-1 | GASKET 3.32 | 361904-1 | Tarkwa | N/A | 1 | N/A |  |  | 1 | IN STOCK
0587-371544R1 | O-RING,SAE 015,BUNA-N | 371544R1 | Tarkwa | N/A | 250 | N/A |  |  | 250 | IN STOCK
0588-600165C1 | KIT, REPAIR, REGULATOR, | 600165C1 | Tarkwa | N/A | 4 | N/A |  |  | 4 | IN STOCK
0589-997692C1 | KIT,REPAIR,REGULATOR,PRESSURE | 997692C1 | Tarkwa | N/A | 1 | N/A |  |  | 1 | IN STOCK
0590-600357C1 | KIT,REPAIR,VALVE | 600357C1 | Tarkwa | N/A | 2 | N/A |  |  | 2 | IN STOCK
0591-600755C1 | REPLACEMENT, SEATS/PACKING | 600755C1 | Tarkwa | N/A | 1 | N/A |  |  | 1 | IN STOCK
0592-600910C1 | PROTECTOR,SURGE | 600910C1 | Tarkwa | N/A | 1 | N/A |  |  | 1 | IN STOCK
0593-601564C1 | KIT,REPAIR,MAJOR | 601564C1 | Tarkwa | N/A | 1 | N/A |  |  | 1 | IN STOCK
0594-601887C1 | GASKET,REPLACEMENT,FILTER | 601887C1 | Tarkwa | N/A | 5 | N/A |  |  | 5 | IN STOCK
0595-601887C1 | GASKET,REPLACEMENT,FILTER | 601887C1 | Tarkwa | N/A | 0 | N/A |  |  | 0 | OUT OF STOCK
0596-602759C1 | KIT,REPAIR,SEALS,VALVE | 602759C1 | Tarkwa | N/A | 3 | N/A |  |  | 3 | IN STOCK
0597-602759C1 | KIT,REPAIR,SEALS,VALVE | 602759C1 | Tarkwa | N/A | 0 | N/A |  |  | 0 | OUT OF STOCK
0598-602811C1 | GASKET,PTFE | 602811C1 | Tarkwa | N/A | 10 | N/A |  |  | 10 | IN STOCK
0599-603006C1 | GASKET,FULL FACE,1. | 603006C1 | Tarkwa | N/A | 0 | N/A |  |  | 0 | OUT OF STOCK
0600-603080C1 | ELEMENT,FLTR,WIRE MESH | 603080C1 | Tarkwa | N/A | 0 | N/A |  |  | 0 | OUT OF STOCK
0601-603135C1 | KIT,REPAIR,REGULATO | 603135C1 | Tarkwa | N/A | 0 | N/A |  |  | 0 | OUT OF STOCK
0602-603139C1 | KIT,REPAIR,REGULATOR,TEMP 120F | 603139C1 | Tarkwa | N/A | 1 | N/A |  |  | 1 | IN STOCK
0603-603879C1 | KIT, REPAIR, ACTUACTOR, SEALS | 603879C1 | Tarkwa | N/A | 1 | N/A |  |  | 1 | IN STOCK
0604-603880C1 | TOOL, KEEPER PLATE, VALVE SPRING | 603880C1 | Tarkwa | N/A | 1 | N/A |  |  | 1 | IN STOCK
0605-1007874-1 | DIODE,FORWARD,1200 V,125 A | 1007874-1 | Tarkwa | N/A | 9 | N/A |  |  | 9 | IN STOCK
0606-1007875-1 | DIODE,REVERSE,1200 V,125 A | 1007875-1 | Tarkwa | N/A | 12 | N/A |  |  | 12 | IN STOCK
0607-702008C1 | ELEMENT, FLTR, AIR, CYL, SYNTH, F9 | 702008C1 | Tarkwa | N/A | 3 | N/A |  |  | 3 | IN STOCK
0608-70-30093-1 | TAPE,FOAM | 70-30093-1 | Tarkwa | N/A | 0 | N/A |  |  | 0 | OUT OF STOCK
0609-70-30104-1 | DETECTOR, THERMAL | 70-30104-1 | Tarkwa | N/A | 1 | N/A |  |  | 1 | IN STOCK
0610-70-30140-3 | SWITCH,DP,SPDT,AIR | 70-30140-3 | Tarkwa | N/A | 1 | N/A |  |  | 1 | IN STOCK
0611-70-30148-1 | DISCHARGE HEAD | 70-30148-1 | Tarkwa | N/A | 2 | N/A |  |  | 2 | IN STOCK
0612-70-30296-1 | CLIP,GRATING | 70-30296-1 | Tarkwa | N/A | 20 | N/A |  |  | 20 | IN STOCK
0613-70-31237-1 | MAGNET,CALIBRATION | 70-31237-1 | Tarkwa | N/A | 0 | N/A |  |  | 0 | OUT OF STOCK
0614-80-30549-100 | LUBRICANT, GEL, ANTI-SEIZE | 80-30549-100 | Tarkwa | N/A | 2 | N/A |  |  | 2 | IN STOCK
0615-903218C1 | O-RING,SAE 010,VITON | 903218C1 | Tarkwa | N/A | 500 | N/A |  |  | 500 | IN STOCK
0616-903249C1 | O-RING,SAE 237,VITON | 903249C1 | Tarkwa | N/A | 0 | N/A |  |  | 0 | OUT OF STOCK
0617-903249C1 | O-RING,SAE 237,VITON | 903249C1 | Tarkwa | N/A | 11 | N/A |  |  | 11 | IN STOCK
0618-903253C1 | O-RING,SAE 245,VITON | 903253C1 | Tarkwa | N/A | 39 | N/A |  |  | 39 | IN STOCK
0619-903268C1 | O-RING,SAE 908,VITON | 903268C1 | Tarkwa | N/A | 26 | N/A |  |  | 26 | IN STOCK
0620-903315C1 | GASKET,0.77 ID,METALLIC,SPARK | 903315C1 | Tarkwa | N/A | 25 | N/A |  |  | 25 | IN STOCK
0621-903316C1 | SPARK PLUG | 903316C1 | Tarkwa | N/A | 8 | N/A |  |  | 8 | IN STOCK
0622-903509C1 | O-RING,SAE 219,VITON | 903509C1 | Tarkwa | N/A | 90 | N/A |  |  | 90 | IN STOCK
0623-903509C1 | O-RING,SAE 219,VITON | 903509C1 | Tarkwa | N/A | 0 | N/A |  |  | 0 | OUT OF STOCK
0624-903732C1 | O-RING,SAE 225,VITON | 903732C1 | Tarkwa | N/A | 91 | N/A |  |  | 91 | IN STOCK
0625-903752C1 | O-RING,SAE 932,VITON | 903752C1 | Tarkwa | N/A | 24 | N/A |  |  | 24 | IN STOCK
0626-908489C1 | GLASS,SIGHT | 908489C1 | Tarkwa | N/A | 1 | N/A |  |  | 1 | IN STOCK
0627-908539C1 | TRANSFORMER | 908539C1 | Tarkwa | N/A | 1 | N/A |  |  | 1 | IN STOCK
0628-908590C1 | DIODE,ZENER,REVERSE | 908590C1 | Tarkwa | N/A | 250 | N/A |  |  | 250 | IN STOCK
0629-908700C2 | LAMP,INCANDESCENT,CLEAR,28 VDC | 908700C2 | Tarkwa | N/A | 61 | N/A |  |  | 61 | IN STOCK
0630-910380C4 | VALVE,SOLENOID,3-WAY,24 VDC | 910380C4 | Tarkwa | N/A | 3 | N/A |  |  | 3 | IN STOCK
0631-910380C4 | VALVE,SOLENOID,3-WAY,24 VDC | 910380C4 | Tarkwa | N/A | 0 | N/A |  |  | 0 | OUT OF STOCK
0632-912137C1 | RESISTOR,0.25 W,10000 OHM | 912137C1 | Tarkwa | N/A | 500 | N/A |  |  | 500 | IN STOCK
0633-912642C1 | O-RING,SAE 228,VITON | 912642C1 | Tarkwa | N/A | 20 | N/A |  |  | 20 | IN STOCK
0634-912740C1 | SEAL,METALLIC | 912740C1 | Tarkwa | N/A | 10 | N/A |  |  | 10 | IN STOCK
0635-912740C1 | SEAL,METALLIC | 912740C1 | Tarkwa | N/A | 0 | N/A |  |  | 0 | OUT OF STOCK
0636-912755C1 | SEAL,METALLIC | 912755C1 | Tarkwa | N/A | 4 | N/A |  |  | 4 | IN STOCK
0637-915300C1 | WIRE,SAFETY,0.020 IN,302/304 | 915300C1 | Tarkwa | N/A | 1 | N/A |  |  | 1 | IN STOCK
0638-915498C1 | VALVE,CHECK,1 IN | 915498C1 | Tarkwa | N/A | 1 | N/A |  |  | 1 | IN STOCK
0639-917560C2 | EXCITER | 917560C2 | Tarkwa | N/A | 2 | N/A |  |  | 2 | IN STOCK
0640-918201C2 | VALVE,HAND,BALL,0.75 IN | 918201C2 | Tarkwa | N/A | 1 | N/A |  |  | 1 | IN STOCK
0641-918567C1 | GASKET,0.777 ID,1.040 OD,0.096 | 918567C1 | Tarkwa | N/A | 7 | N/A |  |  | 7 | IN STOCK
0642-918567C1 | GASKET,0.777 ID,1.040 OD,0.096 | 918567C1 | Tarkwa | N/A | 0 | N/A |  |  | 0 | OUT OF STOCK
0643-919340C2 | CABLE,IGNITION,59.0 IN | 919340C2 | Tarkwa | N/A | 2 | N/A |  |  | 2 | IN STOCK
0644-945718C1 | GASKET,HSG,STARTER,GAS | 945718C1 | Tarkwa | N/A | 40 | N/A |  |  | 40 | IN STOCK
0645-950000C1 | O-RING,SAE 121,VITON | 950000C1 | Tarkwa | N/A | 20 | N/A |  |  | 20 | IN STOCK
0646-950001C1 | O-RING,SAE 460,VITON | 950001C1 | Tarkwa | N/A | 16 | N/A |  |  | 16 | IN STOCK
0647-950238C1 | GASKET,NON-METALLIC,BUNA-N | 950238C1 | Tarkwa | N/A | 2 | N/A |  |  | 2 | IN STOCK
0648-951447C5 | VALVE,SOLENOID | 951447C5 | Tarkwa | N/A | 3 | N/A |  |  | 3 | IN STOCK
0649-951447C5 | VALVE,SOLENOID | 951447C5 | Tarkwa | N/A | 0 | N/A |  |  | 0 | OUT OF STOCK
0650-951906C1 | PLUG,BORESCOPE | 951906C1 | Tarkwa | N/A | 4 | N/A |  |  | 4 | IN STOCK
0651-951907C1 | PLUG,BORESCOPE | 951907C1 | Tarkwa | N/A | 64 | N/A |  |  | 64 | IN STOCK
0652-951908C1 | PLUG,BORESCOPE | 951908C1 | Tarkwa | N/A | 8 | N/A |  |  | 8 | IN STOCK
0653-953048C1 | RESISTOR,0.1 W,20000 OHM,+/-1 | 953048C1 | Tarkwa | N/A | 5 | N/A |  |  | 5 | IN STOCK
0654-954288C1 | CONTROL HEAD,ELECTRIC | 954288C1 | Tarkwa | N/A | 1 | N/A |  |  | 1 | IN STOCK
0655-960239C1 | SEAL,EXTRUSION | 960239C1 | Tarkwa | N/A | 6 | N/A |  |  | 6 | IN STOCK
0656-960592C1 | DIODE | 960592C1 | Tarkwa | N/A | 10 | N/A |  |  | 10 | IN STOCK
0657-961195C1 | PLUG,BORESCOPE | 961195C1 | Tarkwa | N/A | 2 | N/A |  |  | 2 | IN STOCK
0658-963859C1 | GASKET,SPIRAL,3.0,CL600,RF,304 | 963859C1 | Tarkwa | N/A | 8 | N/A |  |  | 8 | IN STOCK
0659-964686C1 | LOCKWASHER,SPLIT,0. | 964686C1 | Tarkwa | N/A | 0 | N/A |  |  | 0 | OUT OF STOCK
0660-964905C1 | BLOCK,MOUNTING,BARRIER SYS | 964905C1 | Tarkwa | N/A | 47 | N/A |  |  | 47 | IN STOCK
0661-965193C1 | GASKET,0.887 ID,1.187 OD,0.099 | 965193C1 | Tarkwa | N/A | 8 | N/A |  |  | 8 | IN STOCK
0662-965193C1 | GASKET,0.887 ID,1.187 OD,0.099 | 965193C1 | Tarkwa | N/A | 0 | N/A |  |  | 0 | OUT OF STOCK
0663-967664C1 | VALVE,RELIEF,0.375 IN PSI | 967664C1 | Tarkwa | N/A | 1 | N/A |  |  | 1 | IN STOCK
0664-967688C1 | SEAL,METALLIC | 967688C1 | Tarkwa | N/A | 17 | N/A |  |  | 17 | IN STOCK
0665-967688C1 | SEAL,METALLIC | 967688C1 | Tarkwa | N/A | 0 | N/A |  |  | 0 | OUT OF STOCK
0666-981089C1 | RESISTOR,1.0 W,1000 OHM,+/-1% | 981089C1 | Tarkwa | N/A | 5 | N/A |  |  | 5 | IN STOCK
0667-981090C1 | RESISTOR,1.0 W,3010 OHM,+/-1% | 981090C1 | Tarkwa | N/A | 4 | N/A |  |  | 4 | IN STOCK
0668-991260C1 | THERMOSTAT | 991260C1 | Tarkwa | N/A | 1 | N/A |  |  | 1 | IN STOCK
0669-991839C1 | KIT,REPAIR,VALVE,BALL | 991839C1 | Tarkwa | N/A | 6 | N/A |  |  | 6 | IN STOCK
0670-993497C1 | SET,BOLT,SHEAR | 993497C1 | Tarkwa | N/A | 0 | N/A |  |  | 0 | OUT OF STOCK
0671-994715C1 | KIT,REPAIR,MINOR | 994715C1 | Tarkwa | N/A | 1 | N/A |  |  | 1 | IN STOCK
0672-994731C1 | KIT,REPAIR,REGULATOR,PRESSURE | 994731C1 | Tarkwa | N/A | 5 | N/A |  |  | 5 | IN STOCK
0673-995096C1 | KIT,REPAIR,MINOR | 995096C1 | Tarkwa | N/A | 1 | N/A |  |  | 1 | IN STOCK
0674-995389C1 | FUSE,8.0 A,250 V | 995389C1 | Tarkwa | N/A | 59 | N/A |  |  | 59 | IN STOCK
0675-995389C1 | FUSE,8.0 A,250 V | 995389C1 | Tarkwa | N/A | 0 | N/A |  |  | 0 | OUT OF STOCK
0676-996504B1 | KIT,RETROFIT,REGULATOR,PRESS | 996504B1 | Tarkwa | N/A | 3 | N/A |  |  | 3 | IN STOCK
0677-996504B1 | KIT,RETROFIT,REGULATOR,PRESS | 996504B1 | Tarkwa | N/A | 0 | N/A |  |  | 0 | OUT OF STOCK
0678-996504C1 | KIT,REPAIR,MINOR,REGULATOR | 996504C1 | Tarkwa | N/A | 2 | N/A |  |  | 2 | IN STOCK
0679-997318C1 | PROBE,PROXIMITY | 997318C1 | Tarkwa | N/A | 2 | N/A |  |  | 2 | IN STOCK
0680-997396C1 | KIT,REPAIR,VALVE | 997396C1 | Tarkwa | N/A | 12 | N/A |  |  | 12 | IN STOCK
0681-997674C1 | COUPLING,CUSHION,PMP/MTR,LUBE | 997674C1 | Tarkwa | N/A | 1 | N/A |  |  | 1 | IN STOCK
0682-997866C1 | SENSOR ASSY | 997866C1 | Tarkwa | N/A | 1 | N/A |  |  | 1 | IN STOCK
0683-998072C1 | COIL SOLENOIDE VALVE | 998072C1 | Tarkwa | N/A | 1 | N/A |  |  | 1 | IN STOCK
0684-998318C1 | DETECTOR,TEMP,RESISTANCE | 998318C1 | Tarkwa | N/A | 1 | N/A |  |  | 1 | IN STOCK
0685-998367C1 | SEALANT | 998367C1 | Tarkwa | N/A | 0 | N/A |  |  | 0 | OUT OF STOCK
0686-998501C1 | CARD,COMMUNICATION | 998501C1 | Tarkwa | N/A | 2 | N/A |  |  | 2 | IN STOCK
0687-998505C1 | KIT,REPAIR,MAJOR | 998505C1 | Tarkwa | N/A | 1 | N/A |  |  | 1 | IN STOCK
0688-998649C1 | CONTACTOR | 998649C1 | Tarkwa | N/A | 1 | N/A |  |  | 1 | IN STOCK
0689-998724C1 | CONTACTOR | 998724C1 | Tarkwa | N/A | 1 | N/A |  |  | 1 | IN STOCK
0690-999263C1 | CABLE,VIB PROBE EXT,4.5 | 999263C1 | Tarkwa | N/A | 2 | N/A |  |  | 2 | IN STOCK
0691-999295C1 | THERMISTOR | 999295C1 | Tarkwa | N/A | 3 | N/A |  |  | 3 | IN STOCK
0692-E1042016-2400 | ACTUATOR,LINEAR,ELE | E1042016-2400 | Tarkwa | N/A | 0 | N/A |  |  | 0 | OUT OF STOCK
0693-E1799637-100 | VALVE,BLEED,ELECTRI | E1799637-100 | Tarkwa | N/A | 0 | N/A |  |  | 0 | OUT OF STOCK
0694-FT30205-101 | TOOL,SPECIAL SCREWD | FT30205-101 | Tarkwa | N/A | 0 | N/A |  |  | 0 | OUT OF STOCK
0695-FT30205-101 | TOOL,SPECIAL SCREWDRIVER, | FT30205-101 | Tarkwa | N/A | 0 | N/A |  |  | 0 | OUT OF STOCK
0696-FT30303-101 | TOOL,KIT,GUIDE TUBES,BORESCOPE, | FT30303-101 | Tarkwa | N/A | 0 | N/A |  |  | 0 | OUT OF STOCK
0697-FT30421-100 | ALIGNMENT TOOLS | FT30421-100 | Tarkwa | N/A | 0 | N/A |  |  | 0 | OUT OF STOCK
0698-30618-102 | ALIGNMENT TOOLS | 30618-102 | Tarkwa | N/A | 0 | N/A |  |  | 0 | OUT OF STOCK
0699-FT30618-102 | ALIGNMENT TOOLS | FT30618-102 | Tarkwa | N/A | 0 | N/A |  |  | 0 | OUT OF STOCK
0700-FT30635-101 | ALIGNMENT TOOLS | FT30635-101 | Tarkwa | N/A | 0 | N/A |  |  | 0 | OUT OF STOCK
0701-30637-101 | ALIGNMENT TOOLS | 30637-101 | Tarkwa | N/A | 0 | N/A |  |  | 0 | OUT OF STOCK
0702-FT33013-102 | KIT,TOOL,INSTALLATI | FT33013-102 | Tarkwa | N/A | 0 | N/A |  |  | 0 | OUT OF STOCK
0703-FT33015-101 | TOOL,LIFT,HUB,GB,T1 | FT33015-101 | Tarkwa | N/A | 0 | N/A |  |  | 0 | OUT OF STOCK
0704-FT33016-100 | KIT,SEPARATION,ENGI | FT33016-100 | Tarkwa | N/A | 0 | N/A |  |  | 0 | OUT OF STOCK
0705-FT33050 | SOCKET,LOCKNUT,GBOX | FT33050 | Tarkwa | N/A | 0 | N/A |  |  | 0 | OUT OF STOCK
0706-FT33076-103 | KIT,TOOL,INSTL/RMVL | FT33076-103 | Tarkwa | N/A | 0 | N/A |  |  | 0 | OUT OF STOCK
0707-FT33198-1 | GAGE,ADJMT,IGV | FT33198-1 | Tarkwa | N/A | 1 | N/A |  |  | 1 | IN STOCK
0708-FT33303-102 | TOOL,GUIDE TUBE,BOR | FT33303-102 | Tarkwa | N/A | 0 | N/A |  |  | 0 | OUT OF STOCK
0709-FT33306-100 | TOOL,GUIDE TUBE,BORESCOPE | FT33306-100 | Tarkwa | N/A | 1 | N/A |  |  | 1 | IN STOCK
0710-FT33512-101 | CART,ENGINE HANDLIN | FT33512-101 | Tarkwa | N/A | 0 | N/A |  |  | 0 | OUT OF STOCK
0711-FT33604-100 | PULLER,ENGINE/TRUNNION SPRT | FT33604-100 | Tarkwa | N/A | 0 | N/A |  |  | 0 | OUT OF STOCK
0712-FT51010-104 | TESTER,SET, TURB EL | FT51010-104 | Tarkwa | N/A | 0 | N/A |  |  | 0 | OUT OF STOCK
0713-FT61014-101 | TOOL, TORQUE WRENCH | FT61014-101 | Tarkwa | N/A | 1 | N/A |  |  | 1 | IN STOCK
0714-FT61016 | WRENCH,CHAIN | FT61016 | Tarkwa | N/A | 0 | N/A |  |  | 0 | OUT OF STOCK
0715-FT61090 | WRENCH,STRAP | FT61090 | Tarkwa | N/A | 0 | N/A |  |  | 0 | OUT OF STOCK
0716-FT61200-101 | TOOL,LIFT,ENCL DOOR | FT61200-101 | Tarkwa | N/A | 0 | N/A |  |  | 0 | OUT OF STOCK
0717-FT67001 | ALIGNMENT TOOLS | FT67001 | Tarkwa | N/A | 0 | N/A |  |  | 0 | OUT OF STOCK
0718-FT67020-101 | TOOL,PRESSURE MEASU | FT67020-101 | Tarkwa | N/A | 0 | N/A |  |  | 0 | OUT OF STOCK
0719-FT67022-201 | KIT,TOOL,TUBE BENDI | FT67022-201 | Tarkwa | N/A | 0 | N/A |  |  | 0 | OUT OF STOCK
0720-FT67026 | TOOL,TERMINALS,WIRE | FT67026 | Tarkwa | N/A | 0 | N/A |  |  | 0 | OUT OF STOCK
0721-FT67032-100 | TOOL,TUBE,FIELD REP | FT67032-100 | Tarkwa | N/A | 0 | N/A |  |  | 0 | OUT OF STOCK
0722-FT67073-200 | TOOL, REPLACEMENT FITTINGS | FT67073-200 | Tarkwa | N/A | 0 | N/A |  |  | 0 | OUT OF STOCK
0723-FT67101-1004 | ALIGNMENT TOOLS | FT67101-1004 | Tarkwa | N/A | 0 | N/A |  |  | 0 | OUT OF STOCK
0724-FT67101-104 | ALIGNMENT TOOLS | FT67101-104 | Tarkwa | N/A | 10 | N/A |  |  | 10 | IN STOCK
0725- | Turbine | [7 empty] | 0 | OUT OF STOCK
This shape represents a table slicer. Table slicers are not supported in this version of Excel. If the shape was modified in an earlier version of Excel, or if the workbook was saved in Excel 2007 or earlier, the slicer can't be used.
This shape represents a table slicer. Table slicers are not supported in this version of Excel. If the shape was modified in an earlier version of Excel, or if the workbook was saved in Excel 2007 or earlier, the slicer can't be used.
WASSA STOCK

## REQUEST SHEET
DATE | PRODUCT ID | ITEM DESCRIPTION | PART NUMBER | UNIT | ITEM TYPE | REQUEST NAME | FROM SITE | TO SITE | TOTAL QTY | QTY TAKEN | INITIAL REQUEST STATUS | FINAL REQUEST STATUS
APPROVE
ITEMS REQUEST SHEET